{"text_format":"1","workbook":"xlsx","n_sheets":15,"sheets":["ImpressumUndCopyright","Start","Eingabemaske","Stromsparen","Ergebnis","Wirtschaftlichkeitsberechnung","Kurzbericht","Config","Daten","SEK","WB","S1","S2","SR","Berechnungen"],"not_rendered":{"charts":20,"images":12,"macros":1,"external_links":0,"defined_names":59,"comments":0,"pivot_tables":0},"unopened":[],"bounds":{"document_bytes":16777216,"sheet_cells":100000,"rows_first":2000,"rows_last":500,"rows_between":2000,"halvings":0,"cell_chars":16384,"cell_head_chars":4096},"cells_cut":0,"cells_raw":0,"read":"whole","date_system":"1900"}

{"sheet":"ImpressumUndCopyright","index":0,"n_rows":68,"n_cols":6,"rows_kept":68,"cut":false,"hidden":false,"merged":[[67,5,67,9],[62,5,62,9],[63,5,63,9],[64,5,64,9],[65,5,65,9],[66,5,66,9],[67,1,67,4],[62,1,62,4],[63,1,63,4],[64,1,64,4],[65,1,65,4],[66,1,66,4]]}
[]
[]
[null,"BERATUNGSTOOL BATTERIESPEICHER"]
[null,"© 2018 Öko-Institut e.V."]
[null,"Impressum & Copyright"]
[]
[]
[null,"Impressum"]
[]
[null,"Öko-Institut e.V."]
[null,"Geschäftsstelle Freiburg"]
[null,"Postfach 17 71"]
[null,"D-79017 Freiburg"]
[null,"Tel. +49 761 45295-0"]
[null,"Fax +49 761 45295-288"]
[]
[null,"UID-Nummer: DE 142 117 254"]
[]
[]
[]
[]
[]
[]
[]
[]
[]
[]
[]
[]
[]
[]
[]
[]
[]
[]
[]
[]
[]
[]
[]
[]
[]
[]
[]
[]
[]
[]
[]
[]
[]
[]
[]
[]
[]
[]
[]
[]
[]
[]
[]
[]
[]
[null,"Ihr Betriebssystem:",null,null,null,{"$f":"INFO(\"OSVERSION\")","v":"Windows (32-bit) NT 6.01"}]
[null,"Der Name Ihrer Betriebsumgebung:",null,null,null,{"$f":"INFO(\"SYSTEM\")","v":"pcdos"}]
[null,"Ihre Excel Version:",null,null,null,{"$f":"INFO(\"RELEASE\")","v":"14.0"}]
[null,"Excel Berechnungseinstellung:",null,null,null,{"$f":"INFO(\"RECALC\")","v":"Automatisch"}]
[null,"Version Batteriespeicher Tool:",null,null,null,"Version 1.0"]
[null,"Stand Batteriespeicher Tool:",null,null,null,"2018-03-21"]

{"sheet":"Start","index":1,"n_rows":180,"n_cols":5,"rows_kept":180,"cut":false,"hidden":false,"merged":[[173,1,173,2]]}
[]
[]
[null,"BERATUNGSTOOL BATTERIESPEICHER"]
[null,"© 2018 Öko-Institut e.V."]
[null,"Inhalt und Bedienungsanleitung"]
[]
[]
[]
[]
[null,"Inhaltsverzeichnis"]
[]
[]
[null,"zur Eingabemaske"]
[null,"zum Stromsparen und den Stromeffizienzklassen"]
[null,"zu den Ergebnissen"]
[null,"zur Wirtschaftlichkeitsberechnung"]
[]
[null,"Bedienungsanleitung"]
[null,"Hinweis zu den Eingabefeldern"]
[null,"Allgemeines"]
[null,"Eingabemaske"]
[null,"Strom-Effizienzklassen-Ansicht "]
[null,"Darstellung der Ergebnisse "]
[null,"Wirtschaftlichkeitsberechnung"]
[null,"Haftungsausschluss"]
[null,"Quellenangaben"]
[]
[]
[]
[]
[]
[]
[]
[]
[]
[]
[]
[]
[]
[]
[]
[]
[]
[]
[]
[]
[]
[]
[]
[]
[]
[]
[]
["TBHinweise"]
[]
[]
[]
[]
[]
[]
[]
[]
[]
[]
[]
[]
[]
[]
[]
[]
["TBAllgemeines"]
[]
[]
[]
[]
[]
[]
[]
[]
[]
[]
[]
[]
[]
[]
[]
["Eingabemaske"]
[]
[]
[]
[]
[]
[]
[]
[]
[]
["TBSEK"]
[]
[]
[]
[]
[]
[]
[]
[]
[]
[]
[]
[]
[]
[]
["TBErgebnisse"]
[]
[]
[]
[]
[]
[]
[]
[]
[]
[]
[]
[]
[]
[]
[]
[]
[]
[]
[]
[]
[]
[]
[]
[]
[]
[]
[]
[]
[]
["TBWB"]
[]
["TBHaftungsausschluss"]
[]
[]
[]
[]
[]
[]
[]
[]
[]
[]
["TBQuellen"]
[]
[]
[]
[]
[]
[]
[]
[]
[]
[]
[]
[]
[]
[]
[]
[]
[]
[null,"Version und Systemeigenschaften"]
[null,"Sollten unerwartet Fehler in den Formeln auftreten, so könnte dies an einer älteren Excel-Version liegen. Bitte schicken Sie uns in diesem Fall eine kurze Beschreibung des Fehlers und die unten angezeigten Informationen über Ihr Betriebssystem und Ihre Excel-Version. Vielen Dank für Ihre Mithilfe !"]
[null,"Ihr Betriebssystem:",{"$f":"INFO(\"OSVERSION\")","v":"Windows (32-bit) NT 6.01"},null,"Kontakt: "]
[null,"Der Name Ihrer Betriebsumgebung:",{"$f":"INFO(\"SYSTEM\")","v":"pcdos"},null,"Büro Ö-quadrat"]
[null,"Ihre Excel Version:",{"$f":"INFO(\"RELEASE\")","v":"14.0"},null,"Sebastian Albert-Seifried"]
[null,"Excel Berechnungseinstellung:",{"$f":"INFO(\"RECALC\")","v":"Automatisch"},null,"sas@oe2.de"]
[null,"Version Batteriespeicher Tool:","Version 1.0"]
[null,"Stand Batteriespeicher Tool:","2018-01-22"]

{"sheet":"Eingabemaske","index":2,"n_rows":70,"n_cols":11,"rows_kept":70,"cut":false,"hidden":false,"merged":[[58,4,58,5],[19,10,27,12]]}
[]
[]
[null,"BERATUNGSTOOL BATTERIESPEICHER"]
[null,"© 2018 Öko-Institut e.V."]
[null,"Eingabemaske"]
[]
[]
[]
[null,"Wichtige Bedienungshinweise"]
[]
[]
[]
[]
[]
[]
[]
[]
[null,"Verbrauchswerte und Berechnung der Stromeffizienzklasse"]
[]
[null,"Jahresstromverbrauch (kWh/a)",null,null,null,null,null,{"$f":"IF(SEK!$C$9=\"Klasse A\",\"==>\",\"\")","v":"==>"},"Klasse A",null,"Die Skale der Stromeffizienzklassen geht von A (sehr gut) bis G (sehr schlecht). Die Einstufung berechnet sich aus Ihrem Jahresstromverbrauch, der Haushaltsgröße, dem Gebäudetyp und ob sie Ihr Warmwasser elektrisch aufbereiten."]
[null,null,null,null,null,null,null,{"$f":"IF(SEK!$C$9=\"Klasse B\",\"==>\",\"\")","v":""},"Klasse B"]
[null,"Haushaltsgröße (Personen im Haushalt)",null,null,null,2,null,{"$f":"IF(SEK!$C$9=\"Klasse C\",\"==>\",\"\")","v":""},"Klasse C"]
[null,null,null,null,null,null,null,{"$f":"IF(SEK!$C$9=\"Klasse D\",\"==>\",\"\")","v":""},"Klasse D"]
[null,"Gebäudetyp",null,null,null,null,null,{"$f":"IF(SEK!$C$9=\"Klasse E\",\"==>\",\"\")","v":""},"Klasse E"]
[null,null,null,null,null,null,null,{"$f":"IF(SEK!$C$9=\"Klasse F\",\"==>\",\"\")","v":""},"Klasse F"]
[null,null,null,null,null,null,null,{"$f":"IF(SEK!$C$9=\"Klasse G\",\"==>\",\"\")","v":""},"Klasse G"]
[null,"Elektrisch Warmwasser"]
[]
[null,"Die derzeitige Stromeffizienzklasse Ihres Haushaltes ist:",null,null,null,{"$f":"SEK!$C$9","v":"Klasse A"}]
[]
[null,"Dimensionierung und Bestimmung des Solarertrages der PV-Anlage"]
[]
[null,"PV Anlage bereits vorhanden?"]
[]
[null,"PV-Neuanlage"]
[]
[null,"Vorhandene Dachfläche in m2"]
[null,"Nennkapazität der PV-Anlage (kWp) (max. 10 kWp)",null,null,{"$f":"Config!C65","v":0},null,{"$f":"IF(OR(F38=\"\",F38=\"überschreiben\"),\"\",1)","v":""}]
[null,"Kosten für PV Anlage in Euro",null,null,{"$f":"Config!C73","v":0},"überschreiben",{"$f":"IF(OR(F39=\"\",F39=\"überschreiben\"),\"\",1)","v":""}]
[null,"Geplanter Installationszeitpunkt PV-Anlage (Monat und Jahr)",null,null,"Juli",2018]
[]
[null,"PV-Bestandsanlage"]
[]
[null,"PV Anlage zur ausschließlichen Netzeinspeisung?",null,null,null,"Nein"]
[null,"Nennkapazität der PV-Anlage (kWp) (max. 10 kWp)",null,null,null,5]
[null,"Monat und Jahr der Inbetriebnahme der PV-Anlage ",null,null,"Mai",2002]
[null,"Geplanter Installationszeitpunkt Batteriespeicher (Jahr)",null,null,null,2018]
[]
[]
[null,"EEG Einspeisevergütung"]
[]
[null,"Einspeisevergütung (Cent / kWh)",null,null,{"$f":"Config!C83","v":12.2},"überschreiben",{"$f":"IF(OR(F52=\"\",F52=\"überschreiben\"),\"\",1)","v":""}]
[null,"Auslauf der EEG Einspeisevergütung",null,null,{"$f":"FeedInTariffEndDate","v":"2038-12-31"}]
[null,"Einspeisevergütung nach Ablauf der EEG-Förderung",null,null,3,"überschreiben"]
[null,"Eigenverbrauchsvergütung bis 30%",null,null,{"$f":"Config!B85","v":0},"überschreiben"]
[null,"Eigenverbrauchsvergütung ab 30%",null,null,{"$f":"Config!B86","v":0},"überschreiben"]
[]
[null,"Bestimmung des Solarertrages anhand der Postleitzahl"]
[null,"Region nach Postleitzahl",null,null,"bitte auswählen"]
[null,null,null,null,{"$f":"Config!B90","v":"Deutschland"}]
[null,"Spezifischer jährlicher Solarertrag (kWh/kWp)",null,null,{"$f":"Config!C91","v":965},"überschreiben",{"$f":"IF(OR(F61=\"\",F61=\"überschreiben\"),\"\",1)","v":""}]
[null,"Solarertrag absolut (kWh/Jahr)",null,null,{"$f":"Config!C92","v":0},"überschreiben",{"$f":"IF(OR(F62=\"\",F62=\"überschreiben\"),\"\",1)","v":""},{"$f":"IF(AND(PVAnlage=0,F62<>\"überschreiben\",F62<>0),\"Bei einer Nennkap. von 0 ist der Solarertrag immer 0.\",\"\")","v":""}]
[]
[null,"Dimensionierung des Batteriespeichers"]
[null,"Kennwerte Batteriespeicher"]
[null,"Batteriespeichergröße (kWh)",null,null,{"$f":"Config!C103","v":0}]
[null,{"$f":"\"Info: \"&Config!A105","v":{"$error":"#DIV/0!"}}]
[null,{"$f":"\"Info: \"&Config!A106","v":{"$error":"#DIV/0!"}}]
[null,"Achtung: Diese Werte unterscheiden sich von der Eigenverbrauchsquote und dem Autarkiegrad."]
[null,"Kosten für Batteriespeicher",null,null,{"$f":"Config!C116","v":0},"überschreiben",{"$f":"IF(OR(F70=\"\",F70=\"überschreiben\"),\"\",1)","v":""}]

{"sheet":"Stromsparen","index":3,"n_rows":94,"n_cols":12,"rows_kept":94,"cut":false,"hidden":false,"merged":[[53,1,53,5],[69,7,69,8],[19,1,19,11],[17,1,17,2],[23,5,23,11],[23,1,25,1],[23,2,25,2],[23,3,25,3]]}
[]
[]
[null,"BERATUNGSTOOL BATTERIESPEICHER"]
[null,"© 2018 Öko-Institut e.V."]
[null,"Eingabemaske"]
[]
[]
[null,"Die Verbrauchsdaten Ihres Haushaltes"]
[]
[]
[null,"Jahresstromverbrauch (kWh/a)",null,null,null,{"$f":"SEK!A9","v":0}]
[null,"Gebäudetyp",null,null,null,{"$f":"SEK!$A$5","v":"EFH"}]
[null,"elektrisch Warmwasser",null,null,null,{"$f":"SEK!B5","v":"Nein"}]
[null,"Haushaltsgröße (Personen im Haushalt)",null,null,null,{"$f":"SEK!$C$5","v":2}]
[]
[null,"Ihre derzeitige Stromeffizienzklasse:"]
[]
[null,{"$f":"SEK!$C$9","v":"Klasse A"}]
[]
[null,{"$f":"SEK!A10","v":"Herzlichen Glückwunsch, Sie verbrauchen viel weniger Strom als vergleichbare Haushalte. Weiter so!"}]
[]
[null,"Die Tabelle zur Eindordnung Ihrer Stromeffizienzklasse ist unten angezeigt."]
[]
[null,"Gebäude-\ntyp","Warm-\nwasser","Personen\nim\nHaushalt",null,"Verbrauch in Kilowattstunden (kWh) pro Jahr"]
[null,null,null,null,null,"Gering",null,null,null,null,null,"Sehr hoch"]
[null,null,null,null,null,"A","B","C","D","E","F","G"]
[null,null,null,1,{"$f":"IF(SEK!$E$5=D27,\"==>\",\"\")","v":""},"≤ 1.300","≤ 1.700","≤ 2.000","≤ 2.500","≤ 3.000","≤ 4.000","> 4.000"]
[null,null,null,2,{"$f":"IF(SEK!$E$5=D28,\"==>\",\"\")","v":"==>"},"≤ 2.100","≤ 2.500","≤ 3.000","≤ 3.200","≤ 3.600","≤ 4.400","> 4.400"]
[null,null,null,3,{"$f":"IF(SEK!$E$5=D29,\"==>\",\"\")","v":""},"≤ 2.600","≤ 3.000","≤ 3.500","≤ 3.900","≤ 4.300","≤ 5.200","> 5.200"]
[null,null,null,4,{"$f":"IF(SEK!$E$5=D30,\"==>\",\"\")","v":""},"≤ 2.900","≤ 3.500","≤ 3.800","≤ 4.200","≤ 4.900","≤ 5.900","> 5.900"]
[null,null,null,5,{"$f":"IF(SEK!$E$5=D31,\"==>\",\"\")","v":""},"≤ 3.500","≤ 4.000","≤ 4.800","≤ 5.400","≤ 6.000","≤ 7.500","> 7.500"]
[null,null,null,6,{"$f":"IF(SEK!$E$5=D32,\"==>\",\"\")","v":""},"≤ 1.500","≤ 2.000","≤ 2.500","≤ 3.000","≤ 3.600","≤ 5.000","> 5.000"]
[null,null,null,7,{"$f":"IF(SEK!$E$5=D33,\"==>\",\"\")","v":""},"≤ 2.500","≤ 3.000","≤ 3.500","≤ 4.000","≤ 4.500","≤ 5.800","> 5.800"]
[null,null,null,8,{"$f":"IF(SEK!$E$5=D34,\"==>\",\"\")","v":""},"≤ 3.000","≤ 3.800","≤ 4.200","≤ 4.900","≤ 5.700","≤ 7.300","> 7.300"]
[null,null,null,9,{"$f":"IF(SEK!$E$5=D35,\"==>\",\"\")","v":""},"≤ 3.500","≤ 4.000","≤ 4.800","≤ 5.500","≤ 6.300","≤ 8.000","> 8.000"]
[null,null,null,10,{"$f":"IF(SEK!$E$5=D36,\"==>\",\"\")","v":""},"≤ 4.200","≤ 5.000","≤ 6.000","≤ 7.000","≤ 8.000","≤ 10.900","> 10.900"]
[null,null,null,11,{"$f":"IF(SEK!$E$5=D37,\"==>\",\"\")","v":""},"≤ 800","≤ 1.000","≤ 1.200","≤ 1.500","≤ 1.800","≤ 2.200","> 2.200"]
[null,null,null,12,{"$f":"IF(SEK!$E$5=D38,\"==>\",\"\")","v":""},"≤ 1.300","≤ 1.600","≤ 2.000","≤ 2.200","≤ 2.600","≤ 3.100","> 3.100"]
[null,null,null,13,{"$f":"IF(SEK!$E$5=D39,\"==>\",\"\")","v":""},"≤ 1.700","≤ 2.000","≤ 2.400","≤ 2.800","≤ 3.200","≤ 3.900","> 3.900"]
[null,null,null,14,{"$f":"IF(SEK!$E$5=D40,\"==>\",\"\")","v":""},"≤ 1.900","≤ 2.400","≤ 2.800","≤ 3.200","≤ 3.700","≤ 4.500","> 4.500"]
[null,null,null,15,{"$f":"IF(SEK!$E$5=D41,\"==>\",\"\")","v":""},"≤ 2.200","≤ 2.800","≤ 3.500","≤ 4.000","≤ 4.800","≤ 5.700","> 5.700"]
[null,null,null,16,{"$f":"IF(SEK!$E$5=D42,\"==>\",\"\")","v":""},"≤ 1.200","≤ 1.500","≤ 1.800","≤ 2.000","≤ 2.400","≤ 3.000","> 3.000"]
[null,null,null,17,{"$f":"IF(SEK!$E$5=D43,\"==>\",\"\")","v":""},"≤ 2.000","≤ 2.500","≤ 2.900","≤ 3.100","≤ 3.500","≤ 4.200","> 4.200"]
[null,null,null,18,{"$f":"IF(SEK!$E$5=D44,\"==>\",\"\")","v":""},"≤ 2.600","≤ 3.200","≤ 3.700","≤ 4.100","≤ 4.700","≤ 5.600","> 5.600"]
[null,null,null,19,{"$f":"IF(SEK!$E$5=D45,\"==>\",\"\")","v":""},"≤ 2.800","≤ 3.500","≤ 4.000","≤ 4.600","≤ 5.400","≤ 6.500","> 6.500"]
[null,null,null,20,{"$f":"IF(SEK!$E$5=D46,\"==>\",\"\")","v":""},"≤ 2300","≤ 3000","≤ 3500","≤ 4200","≤ 4600","≤ 5300"," > 5.300"]
[]
[null,null,"Ihre Stromeffizienzklasse:",null,null,{"$f":"IF(SEK!$C$9=\"Klasse A\",SEK!$C$9,\"\")","v":"Klasse A"},{"$f":"IF(SEK!$C$9=\"Klasse B\",SEK!$C$9,\"\")","v":""},{"$f":"IF(SEK!$C$9=\"Klasse C\",SEK!$C$9,\"\")","v":""},{"$f":"IF(SEK!$C$9=\"Klasse D\",SEK!$C$9,\"\")","v":""},{"$f":"IF(SEK!$C$9=\"Klasse E\",SEK!$C$9,\"\")","v":""},{"$f":"IF(SEK!$C$9=\"Klasse F\",SEK!$C$9,\"\")","v":""},{"$f":"IF(SEK!$C$9=\"Klasse G\",SEK!$C$9,\"\")","v":""}]
[]
[]
[]
[null,"Einsparpotenzial Ihres Haushaltes"]
[]
[null,"Einsparpotenzial nach Energieberatung oder gewünschter Effizienzklasse ermitteln?",null,null,null,null,"bitte wählen"]
[]
[null,"Einsparpotenzial nach Energieberatung"]
[null,"Einsparpotenzial mit geringinvestiven Maßnamen",null,null,null,null,null,null,"SEK vor Einsparungen: ",null,null,{"$f":"SEK!C9","v":"Klasse A"}]
[null,"Einsparpotenzial mit investiven Maßnamen",null,null,null,null,null,null,"SEK nach Einsparungen: ",null,null,{"$f":"SEK!C17","v":"Klasse A"}]
[null,"Einsparpotenzial gesamt:",null,null,null,null,{"$f":"MIN(SUM(G57:G58),Jahresstromverbrauch)","v":0},{"$f":"IF(G57+G58>Jahresstromverbrauch,1,0)","v":0},{"$f":"IF(G57+G58>Jahresstromverbrauch,\"Einsparung höher als JSV\",\"\")","v":""}]
[]
[]
[null,"Einsparpotenzial nach Effizienzklasse"]
[null,"Welche Effizienzklasse möchten Sie erreichen?",null,null,null,null,"bitte wählen"]
[]
[null,"Benötigte Einsparungen bis zur gewünschten Klasse",null,null,null,null,{"$f":"SEK!I16","v":0}]
[null,"(Wenn keine Auswahl getroffen wird, wird automatisch die nächst bessere Klasse angenommen)"]
[]
[null,"Verbleibender Jahresstromverbrauch",null,null,null,null,{"$f":"Config!B57","v":0}]
[]
[null,"Kosten für Effizienzmaßnahmen",null,null,null,null,{"$f":"Config!C55","v":0},"überschreiben"]
[]
[]
[]
[]
[]
[]
[]
[]
[]
[]
[]
[]
[]
[]
[]
[]
[]
[]
[]
[]
[null,null,null,null,"RGB Codes"]
[null,null,null,null,131,158,194,226,234,234,232]
[null,null,null,null,188,200,218,217,158,115,67]
[null,null,null,null,49,90,146,176,103,59,35]

{"sheet":"Ergebnis","index":4,"n_rows":144,"n_cols":16,"rows_kept":144,"cut":false,"hidden":false,"merged":[[14,2,14,7],[14,11,14,15],[43,2,43,7],[43,11,45,15]]}
[]
[]
[null,null,"BERATUNGSTOOL BATTERIESPEICHER"]
[null,null,"© 2018 Öko-Institut e.V."]
[null,null,"Ergebnisse"]
[]
[]
[]
[]
[]
[null,null,"Jahresstromverbrauch (kWh/Jahr)",null,null,null,{"$f":"Jahresstromverbrauch","v":0}]
[null,null,"Speichergröße (kWh)",null,null,null,{"$f":"Batteriespeicher","v":0}]
[null,null,"Größe PV-Anlage (kWp)",null,null,null,{"$f":"PVAnlage","v":0}]
[]
[null,null,{"$f":"WB!$D$101","v":"Szenario 1 (PV-Investition (0 kWp) und Batteriespeicher (0 kWh) ohne Stromsparmaßnahmen)"},null,null,null,null,null,null,null,null,{"$f":"WB!$D$102","v":"Szenario 2 (PV-Investition (0 kWp) und Batteriespeicher (0 kWh) mit Stromsparmaßnahmen (0 kWh))"}]
[]
[null,null,"Jahresstromverbrauch (kWh/Jahr)",null,null,null,{"$f":"'S1'!$Q$8","v":0},null,null,null,null,"Jahresstromverbrauch (kWh/Jahr)",null,null,null,{"$f":"'S2'!$Q$8","v":0}]
[null,null,"PV-Produktion (kWh/Jahr)",null,null,null,{"$f":"'S1'!$Q$9","v":0},null,null,null,null,"PV-Produktion (kWh/Jahr)",null,null,null,{"$f":"'S2'!$Q$9","v":0}]
[null,null,"Eigenverbrauch (kWh/Jahr)",null,null,null,{"$f":"'S1'!$Q$10","v":0},null,null,null,null,"Eigenverbrauch (kWh/Jahr)",null,null,null,{"$f":"'S2'!$Q$10","v":0}]
[null,null,"Bezug (kWh/Jahr)",null,null,null,{"$f":"'S1'!$Q$11","v":0},null,null,null,null,"Bezug (kWh/Jahr)",null,null,null,{"$f":"'S2'!$Q$11","v":0}]
[null,null,"Einspeisung (kWh/Jahr)",null,null,null,{"$f":"'S1'!$Q$12","v":0},null,null,null,null,"Einspeisung (kWh/Jahr)",null,null,null,{"$f":"'S2'!$Q$12","v":0}]
[null,null,"Verluste von Batteriespeicher (kWh/Jahr)",null,null,null,{"$f":"'S1'!$Q$13","v":0},null,null,null,null,"Verluste von Batteriespeicher (kWh/Jahr)",null,null,null,{"$f":"'S2'!$Q$13","v":0}]
[null,null,"Volllastzyklen der Batterie pro Jahr",null,null,null,{"$f":"'S1'!$Q$14","v":"-"},null,null,null,null,"Volllastzyklen der Batterie pro Jahr",null,null,null,{"$f":"'S2'!$Q$14","v":"-"}]
[null,null,"Volllastzyklen in 20 Jahren",null,null,null,{"$f":"'S1'!$S$14","v":{"$error":"#VALUE!"}},null,null,null,null,"Volllastzyklen in 20 Jahren",null,null,null,{"$f":"'S2'!$S$14","v":{"$error":"#VALUE!"}}]
[null,null,"Prozentuale Verteilung: ",null,null,null,null,null,null,null,null,"Prozentuale Verteilung: "]
[null,null,"Eigenverbrauchsquote",null,null,null,{"$f":"'S1'!$Q$20","v":{"$error":"#DIV/0!"}},null,null,null,null,"Eigenverbrauchsquote",null,null,null,{"$f":"'S2'!$Q$20","v":{"$error":"#DIV/0!"}}]
[null,null,"Einspeisequote",null,null,null,{"$f":"'S1'!$Q$21","v":{"$error":"#DIV/0!"}},null,null,null,null,"Einspeisequote",null,null,null,{"$f":"'S2'!$Q$21","v":{"$error":"#DIV/0!"}}]
[null,null,"Verluste Batterie",null,null,null,{"$f":"'S1'!$Q$22","v":{"$error":"#DIV/0!"}},null,null,null,null,"Verluste Batterie",null,null,null,{"$f":"'S2'!$Q$22","v":{"$error":"#DIV/0!"}}]
[null,null,"Autarkiegrad",null,null,null,{"$f":"'S1'!$Q$23","v":{"$error":"#DIV/0!"}},null,null,null,null,"Autarkiegrad",null,null,null,{"$f":"'S2'!$Q$23","v":{"$error":"#DIV/0!"}}]
[]
[]
[]
[]
[]
[]
[]
[]
[]
[]
[]
[]
[]
[]
[null,null,{"$f":"WB!$G$103","v":"Referenzszenario ohne PV-Anlage und ohne Batteriespeicher"},null,null,null,null,null,null,null,null,{"$f":"IF(PVExist=\"Nein\",\"Bei einer PV-Bestandsanlage werden in nebenstehender Abbildung die Ergebnisse für die Berechnungen der jetzigen Situation angezeigt. Da keine PV-Bestandsanlage ausgewählt wurde, wird keine grafische Auswertung angezeigt.\",\"\")","v":"Bei einer PV-Bestandsanlage werden in nebenstehender Abbildung die Ergebnisse für die Berechnungen der jetzigen Situation angezeigt. Da keine PV-Bestandsanlage ausgewählt wurde, wird keine grafische Auswertung angezeigt."}]
[]
[null,null,"Jahresstromverbrauch (kWh/Jahr)",null,null,null,{"$f":"SR!$Q$8","v":0}]
[null,null,"PV-Produktion (kWh/Jahr)",null,null,null,{"$f":"SR!$Q$9","v":0}]
[null,null,"Eigenverbrauch (kWh/Jahr)",null,null,null,{"$f":"SR!$Q$10","v":0}]
[null,null,"Bezug (kWh/Jahr)",null,null,null,{"$f":"SR!$Q$11","v":0}]
[null,null,"Einspeisung (kWh/Jahr)",null,null,null,{"$f":"SR!$Q$12","v":0}]
[]
[null,null,"Prozentuale Verteilung: "]
[null,null,"Eigenverbrauchsquote",null,null,null,{"$f":"SR!$Q$20","v":"-"}]
[null,null,"Einspeisequote",null,null,null,{"$f":"SR!$Q$21","v":"-"}]
[null,null,"Autarkiegrad",null,null,null,{"$f":"SR!$Q$23","v":{"$error":"#DIV/0!"}}]
[]
[]
[]
[]
[]
[]
[]
[]
[]
[]
[]
[]
[]
[]
[null,null,"Detailansicht der Energieflüsse für den Batteriespeicher"]
[]
[null,null,"Kalenderwoche",null,18]
[]
[]
[]
[]
[]
[]
[]
[]
[]
[]
[]
[]
[]
[]
[]
[]
[]
[]
[]
[]
[]
[]
[]
[]
[]
[]
[]
[]
[]
[]
[]
[]
[]
[]
[]
[]
[]
[]
[]
[]
[]
[]
[]
[]
[]
[]
[]
[]
[]
[]
[]
[]
[]
[]
[]
[]
[]
[]
[]
[]
[]
[]
[]
[]
[]
[]
[]
[]
[null,null,null,"Solarproduktion",null,"d"]
[null,null,null,"Einspeicherung / Entnahme",null,"K"]
[null,null,null,"Einspeisung",null,"F"]
[null,null,null,"Stand Solarspeicher",null,"J"]

{"sheet":"Wirtschaftlichkeitsberechnung","index":5,"n_rows":69,"n_cols":10,"rows_kept":69,"cut":false,"hidden":false,"merged":[[40,2,40,8],[51,2,51,8],[29,1,30,9]]}
[]
[]
[null,"BERATUNGSTOOL BATTERIESPEICHER"]
[null,"© 2018 Öko-Institut e.V."]
[null,"Wirtschaftlichkeitsberechnung"]
[]
[]
[]
[null,"Ökonomische Rahmenbedingungen"]
[]
[]
[]
[]
[]
[null,"Jetziger Strombezugspreis (Arbeitspreis in Cent/kWh)",null,28]
[]
[null,"Entwicklung Strompreis in % pro Jahr",null,2]
[]
[null,"Inflationsrate in % pro Jahr",{"$f":"Config!C37","v":0.01},1]
[null,"Anfangsjahr für Berechnungen",null,{"$f":"BasisJahr","v":2018}]
[]
[null,"Wirtschaftlichkeitsrechnung"]
[]
[null,{"$f":"\"Referenzszenario beschreibt die jetzige Situation \"&WB!D92","v":"Referenzszenario beschreibt die jetzige Situation ohne PV-Anlage"}]
[null,null,"Kenngröße","Investitionen","Jahr 1","Jahr 2","Jahr 3","…","Jahr 20","Summe "]
[null,"Strombezugskosten (€)",{"$f":"WB!A41","v":0},null,{"$f":"WB!E41","v":0},{"$f":"WB!F41","v":0},{"$f":"WB!G41","v":0},null,{"$f":"WB!X41","v":0},{"$f":"WB!Y41","v":0}]
[null,"Eigenverbrauchszuschuss (€)",{"$f":"WB!A42","v":0},null,{"$f":"WB!E42","v":0},{"$f":"WB!F42","v":0},{"$f":"WB!G42","v":0},null,{"$f":"WB!X42","v":0},{"$f":"WB!Y42","v":0}]
[null,"Einspeisevergütung (€)",{"$f":"WB!A43","v":0},null,{"$f":"WB!E43","v":0},{"$f":"WB!F43","v":0},{"$f":"WB!G43","v":0},null,{"$f":"WB!X43","v":0},{"$f":"WB!Y43","v":0}]
[null,null,null,null,null,null,null,null,"Kosten:",{"$f":"SUM(J26:J28)","v":0}]
[null,{"$f":"WB!C122","v":""}]
[]
[null,{"$f":"WB!D101","v":"Szenario 1 (PV-Investition (0 kWp) und Batteriespeicher (0 kWh) ohne Stromsparmaßnahmen)"}]
[null,null,"Kenngröße","Investitionen","Jahr 1","Jahr 2","Jahr 3","…","Jahr 20","Summe "]
[null,"Kosten PV (€)",{"$f":"WB!B48","v":0},{"$f":"WB!D48","v":0},{"$f":"WB!E48","v":0},{"$f":"WB!F48","v":0},{"$f":"WB!G48","v":0},null,{"$f":"WB!X48","v":0},{"$f":"WB!Y48","v":0}]
[null,"Kosten Speicher (€)",{"$f":"WB!B49","v":0},{"$f":"WB!D49","v":0},{"$f":"WB!E49","v":0},{"$f":"WB!F49","v":0},{"$f":"WB!G49","v":0},null,{"$f":"WB!X49","v":0},{"$f":"WB!Y49","v":0}]
[null,"Kosten für Einsparungen (€)",{"$f":"WB!B50","v":0},{"$f":"WB!D50","v":0},{"$f":"WB!E50","v":0},{"$f":"WB!F50","v":0},{"$f":"WB!G50","v":0},null,{"$f":"WB!X50","v":0},{"$f":"WB!Y50","v":0}]
[null,"Strombezugskosten (€)",{"$f":"WB!B51","v":0},null,{"$f":"WB!E51","v":0},{"$f":"WB!F51","v":0},{"$f":"WB!G51","v":0},null,{"$f":"WB!X51","v":0},{"$f":"WB!Y51","v":0}]
[null,"Eigenverbrauchszuschuss (€)",{"$f":"WB!B52","v":0},null,{"$f":"WB!E52","v":0},{"$f":"WB!F52","v":0},{"$f":"WB!G52","v":0},null,{"$f":"WB!X52","v":0},{"$f":"WB!Y52","v":0}]
[null,"Einspeisevergütung (€)",{"$f":"WB!B53","v":0},null,{"$f":"WB!E53","v":0},{"$f":"WB!F53","v":0},{"$f":"WB!G53","v":0},null,{"$f":"WB!X53","v":0},{"$f":"WB!Y53","v":0}]
[null,null,null,null,null,null,null,null,"Kosten:",{"$f":"SUM(J34:J39)","v":0}]
[null,null,"Wirtschaftlicher Vorteil / Nachteil gegenüber Referenzszenario (nominal):",null,null,null,null,null,null,{"$f":"J40-J29","v":0}]
[]
[null,{"$f":"WB!D102","v":"Szenario 2 (PV-Investition (0 kWp) und Batteriespeicher (0 kWh) mit Stromsparmaßnahmen (0 kWh))"}]
[null,null,"Kenngröße","Investitionen","Jahr 1","Jahr 2","Jahr 3","…","Jahr 20","Summe "]
[null,"Kosten PV (€)",{"$f":"WB!B63","v":0},{"$f":"WB!D63","v":0},{"$f":"WB!E63","v":0},{"$f":"WB!F63","v":0},{"$f":"WB!G63","v":0},null,{"$f":"WB!X63","v":0},{"$f":"WB!Y63","v":0}]
[null,"Kosten Speicher (€)",{"$f":"WB!B64","v":0},{"$f":"WB!D64","v":0},{"$f":"WB!E64","v":0},{"$f":"WB!F64","v":0},{"$f":"WB!G64","v":0},null,{"$f":"WB!X64","v":0},{"$f":"WB!Y64","v":0}]
[null,"Kosten für Einsparungen (€)",{"$f":"WB!B65","v":0},{"$f":"WB!D65","v":0},{"$f":"WB!E65","v":0},{"$f":"WB!F65","v":0},{"$f":"WB!G65","v":0},null,{"$f":"WB!X65","v":0},{"$f":"WB!Y65","v":0}]
[null,"Strombezugskosten (€)",{"$f":"WB!B66","v":0},null,{"$f":"WB!E66","v":0},{"$f":"WB!F66","v":0},{"$f":"WB!G66","v":0},null,{"$f":"WB!X66","v":0},{"$f":"WB!Y66","v":0}]
[null,"Eigenverbrauchszuschuss (€)",{"$f":"WB!B67","v":0},null,{"$f":"WB!E67","v":0},{"$f":"WB!F67","v":0},{"$f":"WB!G67","v":0},null,{"$f":"WB!X67","v":0},{"$f":"WB!Y67","v":0}]
[null,"Einspeisevergütung (€)",{"$f":"WB!B68","v":0},null,{"$f":"WB!E68","v":0},{"$f":"WB!F68","v":0},{"$f":"WB!G68","v":0},null,{"$f":"WB!X68","v":0},{"$f":"WB!Y68","v":0}]
[null,null,null,null,null,null,null,null,"Kosten:",{"$f":"SUM(J45:J50)","v":0}]
[null,null,"Wirtschaftlicher Vorteil / Nachteil gegenüber Referenzszenario (nominal):",null,null,null,null,null,null,{"$f":"J51-J29","v":0}]
[]
[]
[null,"Analyse der Ergebnisse"]
[]
[null,{"$f":"B32","v":"Szenario 1 (PV-Investition (0 kWp) und Batteriespeicher (0 kWh) ohne Stromsparmaßnahmen)"}]
[null,"Interne Verzinsungsrate (IRR) für Investitionen:",null,{"$f":"Szenario1_IRR","v":"kein IRR"},{"$f":"WB!H109","v":"Reale Verzinsung des eingesetzten Kapitals (um Inflationsrate korrigiert)."}]
[null,"Ergebnis:"]
[null,{"$f":"WB!H110","v":"Unter nominaler Betrachtung ergibt sich ein Gewinn von 0 Euro."}]
[null,{"$f":"WB!H111","v":"Inflationsbereinigt ergibt sich ein Gewinn von 0 Euro."}]
[null,"Anmerkung: Wirtschaftliche Betrachtung über einen Zeitraum von 20 Jahren, ohne Einberechnung der Restwerte. Weitere Details zur Berechnung hier."]
[]
[null,{"$f":"B43","v":"Szenario 2 (PV-Investition (0 kWp) und Batteriespeicher (0 kWh) mit Stromsparmaßnahmen (0 kWh))"}]
[null,"Interne Verzinsungsrate (IRR) für Investitionen:",null,{"$f":"Szenario2_IRR","v":"kein IRR"},{"$f":"WB!H116","v":"Reale Verzinsung des eingesetzten Kapitals (um Inflationsrate korrigiert)."}]
[null,"Ergebnis:"]
[null,{"$f":"WB!H117","v":"Unter nominaler Betrachtung ergibt sich ein Gewinn von 0 Euro."}]
[null,{"$f":"WB!H118","v":"Inflationsbereinigt ergibt sich ein Gewinn von 0 Euro."}]
[null,"Anmerkung: Wirtschaftliche Betrachtung über einen Zeitraum von 20 Jahren, ohne Einberechnung der Restwerte. Weitere Details zur Berechnung hier."]

{"sheet":"Kurzbericht","index":6,"n_rows":177,"n_cols":10,"rows_kept":177,"cut":false,"hidden":false,"merged":[[6,1,6,9],[7,1,7,9],[8,1,8,9],[9,1,9,9],[10,1,10,9],[78,2,78,3],[79,2,79,3],[80,2,80,3],[11,1,11,9],[12,1,12,9],[21,8,21,9],[15,8,15,9],[16,8,16,9],[17,8,17,9],[18,8,18,9],[19,8,19,9],[28,8,28,9],[22,8,22,9],[23,8,23,9],[24,8,24,9],[26,8,26,9],[114,2,114,3],[115,2,115,3],[116,2,116,3],[117,2,117,3],[104,2,104,3],[105,2,105,3],[106,2,106,3],[111,2,111,3],[112,2,112,3],[113,2,113,3],[120,2,120,3],[121,2,121,3],[122,2,122,3],[123,2,123,3],[118,2,118,3],[119,2,119,3],[103,2,103,3],[81,2,81,3],[82,2,82,3],[83,2,83,3],[84,2,84,3],[85,2,85,3],[86,2,86,3],[94,2,94,3],[95,2,95,3],[98,2,98,3],[99,2,99,3],[100,2,100,3],[101,2,101,3],[102,2,102,3],[27,8,27,9],[51,8,51,9],[34,8,34,9],[35,8,35,9],[36,8,36,9],[37,8,37,9],[38,8,38,9],[42,8,42,9],[43,8,43,9],[44,8,44,9],[45,8,45,9],[46,8,46,9],[49,8,49,9],[69,8,69,9],[70,8,70,9],[72,8,72,9],[177,1,177,9],[52,8,52,9],[57,8,57,9],[58,8,58,9],[62,8,62,9],[63,8,63,9],[64,8,64,9],[87,1,90,3],[96,2,96,3],[97,2,97,3],[134,1,135,9],[145,2,145,8],[77,2,77,3],[179,1,179,9],[180,1,180,9],[178,1,178,9],[156,2,156,8],[161,4,162,9],[169,4,170,9],[165,1,166,9],[173,1,174,9]]}
[]
[null,"BERATUNGSTOOL BATTERIESPEICHER - Kurzbericht"]
[null,"© 2018 Öko-Institut e.V."]
[]
[]
[null,"Freifeld für Kommentare"]
[]
[]
[]
[]
[]
[]
[]
[null,"Verbrauchswerte und Stromeffizienzklasse"]
[]
[null,"Jahresstromverbrauch (kWh/a)",null,null,null,null,null,null,{"$f":"Jahresstromverbrauch","v":0}]
[null,"Haushaltsgröße (Personen im Haushalt)",null,null,null,null,null,null,{"$f":"SEK!$C$5","v":2}]
[null,"Gebäudetyp",null,null,null,null,null,null,{"$f":"GeTyp","v":"EFH"}]
[null,"Elektrisch Warmwasser",null,null,null,null,null,null,{"$f":"ElektrischWarmwasser","v":"Nein"}]
[null,"Die derzeitige Stromeffizienzklasse Ihres Haushaltes ist:",null,null,null,null,null,null,{"$f":"SEK!$C$9","v":"Klasse A"}]
[]
[null,"Methode zur Ermittlung des Einsparpotentials:",null,null,null,null,null,null,{"$f":"Stromsparen!G54","v":"bitte wählen"}]
[null,"Einsparpotenzial mit geringinvestiven Maßnamen",null,null,null,null,null,null,{"$f":"Config!B48","v":0}]
[null,"Einsparpotenzial mit investiven Maßnamen",null,null,null,null,null,null,{"$f":"Config!B49","v":0}]
[null,"Einsparpotenzial gesamt:",null,null,null,null,null,null,{"$f":"Config!B47","v":0}]
[]
[null,"Verbleibender Jahresstromverbrauch",null,null,null,null,null,null,{"$f":"Config!B57","v":0}]
[null,"Neue SEK nach Einsparungen: ",null,null,null,null,null,null,{"$f":"SEK!$C$17","v":"Klasse A"}]
[null,"Kosten für Effizienzmaßnahmen",null,null,null,null,null,null,{"$f":"KostenEinsparungen","v":0}]
[]
[null,"Einstellungen PV-Anlage und Solarertrag"]
[]
[null,{"$f":"\"Art der Anlage: \"&Config!D10","v":"Art der Anlage: Neuanlage"}]
[]
[null,{"$f":"IF(PVExistB,\"PV Anlage zur ausschließlichen Netzeinspeisung?\",\"Vorhandene Dachfläche in m2\")","v":"Vorhandene Dachfläche in m2"},null,null,null,null,null,null,{"$f":"IF(PVExistB,PVNurNetzeinspeisung,Config!B63)","v":0}]
[null,"Nennkapazität der PV-Anlage (kWp)",null,null,null,null,null,null,{"$f":"PVAnlage","v":0}]
[null,"Monat und Jahr der Inbetriebnahme der PV-Anlage ",null,null,null,null,null,null,{"$f":"IF(PVExistB,Config!C20&\" \"&Config!C19,Config!C22&\" \"&Config!C21)","v":"Juli 2018"}]
[null,{"$f":"IF(PVExistB,\"\",\"Kosten für PV Anlage in Euro\")","v":"Kosten für PV Anlage in Euro"},null,null,null,null,null,null,{"$f":"IF(PVExistB,\"\",PVSystemkosten)","v":0}]
[null,"Installationszeitpunkt Batteriespeicher (Jahr)",null,null,null,null,null,null,{"$f":"BasisJahr","v":2018}]
[]
[null,"EEG Einspeisevergütung"]
[]
[null,"Einspeisevergütung (Cent / kWh)",null,null,null,null,null,null,{"$f":"Einspeiseverguetung","v":12.2}]
[null,"Auslauf der EEG Einspeisevergütung",null,null,null,null,null,null,{"$f":"FeedInTariffEndDate","v":"2038-12-31"}]
[null,"Einspeisevergütung nach Ablauf der EEG-Förderung",null,null,null,null,null,null,{"$f":"EinspeiseverguetungNachAblaufEEG","v":3}]
[null,"Eigenverbrauchsvergütung bis 30%",null,null,null,null,null,null,{"$f":"EigenverbrauchszuschussBis30","v":0}]
[null,"Eigenverbrauchsvergütung ab 30%",null,null,null,null,null,null,{"$f":"EigenverbrauchszuschussAb30","v":0}]
[]
[null,"Bestimmung des Solarertrages anhand der Postleitzahl"]
[null,"Region nach Postleitzahl",null,null,null,null,null,null,{"$f":"Config!B89","v":"bitte auswählen"}]
[]
[null,"Spezifischer jährlicher Solarertrag (kWh/kWp)",null,null,null,null,null,null,{"$f":"Config!E91","v":965}]
[null,"Solarertrag absolut (kWh/Jahr)",null,null,null,null,null,null,{"$f":"Solarproduktion","v":0}]
[]
[]
[null,"Einstellungen Batteriespeicher"]
[]
[null,"Batteriespeichergröße (kWh)",null,null,null,null,null,null,{"$f":"Batteriespeicher","v":0}]
[null,"Kosten für Batteriespeicher",null,null,null,null,null,null,{"$f":"BatterieGesamtkosten","v":0}]
[]
[null,"Vordefinierte Configurationswerte:"]
[]
[null,"Jährliche Wartungskoten PV-Anlage (in % der Anschaffungskosten)",null,null,null,null,null,null,{"$f":"PVWartung","v":0.02}]
[null,"Jährliche Wartungskoten Batterie (in % der Anschaffungskosten)",null,null,null,null,null,null,{"$f":"BatterieWartung","v":0.02}]
[null,"Wirkungsgrad des Batteriespeichers",null,null,null,null,null,null,{"$f":"Wirkungsgrad","v":0.9}]
[]
[null,"Ökonomische Rahmenbedingungen"]
[]
[null,{"$f":"IF(cQEBP=1,\"Strompreisentwicklung nach Prognose des Öko-Instituts\",\"Benutzerdefinierte Strompreisentwicklung\")","v":"Benutzerdefinierte Strompreisentwicklung"}]
[null,{"$f":"IF(cQEBP=1,Config!AF31,\"Strombezugspreis (Cent/kWh)\")","v":"Strombezugspreis (Cent/kWh)"},null,null,null,null,null,null,{"$f":"IF(cQEBP=1,\"\",Bezugspreis)","v":28}]
[null,{"$f":"IF(cQEBP=1,Config!AF32,\"Entwicklung Strompreis in % pro Jahr\")","v":"Entwicklung Strompreis in % pro Jahr"},null,null,null,null,null,null,{"$f":"IF(cQEBP=1,\"\",Preissteigerungsrate)","v":0.02}]
[null,{"$f":"IF(cQEBP=1,Config!AF33,\"\")","v":""}]
[null,"Inflationsrate in % pro Jahr",null,null,null,null,null,null,{"$f":"Inflationsrate","v":0.01}]
[]
[]
[null,{"$f":"WB!$G$103","v":"Referenzszenario ohne PV-Anlage und ohne Batteriespeicher"}]
[]
[null,"Jahresstromverbrauch (kWh/Jahr)",{"$f":"SR!$Q$8","v":0}]
[null,"PV-Produktion (kWh/Jahr)",{"$f":"SR!$Q$9","v":0}]
[null,"Eigenverbrauch (kWh/Jahr)",{"$f":"SR!$Q$10","v":0}]
[null,"Bezug (kWh/Jahr)",{"$f":"SR!$Q$11","v":0}]
[null,"Einspeisung (kWh/Jahr)",{"$f":"SR!$Q$12","v":0}]
[]
[null,"Prozentuale Verteilung: "]
[null,"Eigenverbrauchsquote",{"$f":"SR!$Q$20","v":"-"}]
[null,"Einspeisequote",{"$f":"SR!$Q$21","v":"-"}]
[null,"Autarkiegrad",{"$f":"SR!$Q$23","v":{"$error":"#DIV/0!"}}]
[null,{"$f":"IF(PVExist=\"Nein\",\"Hinweis: Bei einer PV-Bestandsanlage werden in nebenstehender Abbildung die Ergebnisse für die Berechnungen der jetzigen Situation angezeigt. Da keine PV-Bestandsanlage ausgewählt wurde, wird keine grafische Auswertung angezeigt.\",\"\")","v":"Hinweis: Bei einer PV-Bestandsanlage werden in nebenstehender Abbildung die Ergebnisse für die Berechnungen der jetzigen Situation angezeigt. Da keine PV-Bestandsanlage ausgewählt wurde, wird keine grafische Auswertung angezeigt."}]
[]
[]
[]
[]
[null,{"$f":"WB!$D$101","v":"Szenario 1 (PV-Investition (0 kWp) und Batteriespeicher (0 kWh) ohne Stromsparmaßnahmen)"}]
[]
[null,"Jahresstromverbrauch (kWh/Jahr)",{"$f":"'S1'!$Q$8","v":0}]
[null,"PV-Produktion (kWh/Jahr)",{"$f":"'S1'!$Q$9","v":0}]
[null,"Eigenverbrauch (kWh/Jahr)",{"$f":"'S1'!$Q$10","v":0}]
[null,"Bezug (kWh/Jahr)",{"$f":"'S1'!$Q$11","v":0}]
[null,"Einspeisung (kWh/Jahr)",{"$f":"'S1'!$Q$12","v":0}]
[null,"Verluste von Batteriespeicher (kWh/Jahr)",{"$f":"'S1'!$Q$13","v":0}]
[null,"Volllastzyklen der Batterie pro Jahr",{"$f":"'S1'!$Q$14","v":"-"}]
[null,"Volllastzyklen in 20 Jahren",{"$f":"'S1'!$S$14","v":{"$error":"#VALUE!"}}]
[null,"Prozentuale Verteilung: "]
[null,"Eigenverbrauchsquote",{"$f":"'S1'!$Q$20","v":{"$error":"#DIV/0!"}}]
[null,"Einspeisequote",{"$f":"'S1'!$Q$21","v":{"$error":"#DIV/0!"}}]
[null,"Verluste Batterie",{"$f":"'S1'!$Q$22","v":{"$error":"#DIV/0!"}}]
[null,"Autarkiegrad",{"$f":"'S1'!$Q$23","v":{"$error":"#DIV/0!"}}]
[]
[]
[null,{"$f":"WB!$D$102","v":"Szenario 2 (PV-Investition (0 kWp) und Batteriespeicher (0 kWh) mit Stromsparmaßnahmen (0 kWh))"}]
[]
[null,"Jahresstromverbrauch (kWh/Jahr)",{"$f":"'S2'!$Q$8","v":0}]
[null,"PV-Produktion (kWh/Jahr)",{"$f":"'S2'!$Q$9","v":0}]
[null,"Eigenverbrauch (kWh/Jahr)",{"$f":"'S2'!$Q$10","v":0}]
[null,"Bezug (kWh/Jahr)",{"$f":"'S2'!$Q$11","v":0}]
[null,"Einspeisung (kWh/Jahr)",{"$f":"'S2'!$Q$12","v":0}]
[null,"Verluste von Batteriespeicher (kWh/Jahr)",{"$f":"'S2'!$Q$13","v":0}]
[null,"Volllastzyklen der Batterie pro Jahr",{"$f":"'S2'!$Q$14","v":"-"}]
[null,"Volllastzyklen in 20 Jahren",{"$f":"'S2'!$S$14","v":{"$error":"#VALUE!"}}]
[null,"Prozentuale Verteilung: "]
[null,"Eigenverbrauchsquote",{"$f":"'S2'!$Q$20","v":{"$error":"#DIV/0!"}}]
[null,"Einspeisequote",{"$f":"'S2'!$Q$21","v":{"$error":"#DIV/0!"}}]
[null,"Verluste Batterie",{"$f":"'S2'!$Q$22","v":{"$error":"#DIV/0!"}}]
[null,"Autarkiegrad",{"$f":"'S2'!$Q$23","v":{"$error":"#DIV/0!"}}]
[]
[]
[null,"Wirtschaftlichkeitsrechnung"]
[]
[null,{"$f":"\"Referenzszenario beschreibt die jetzige Situation \"&WB!D92","v":"Referenzszenario beschreibt die jetzige Situation ohne PV-Anlage"}]
[null,null,"Kenngröße","Investitionen","Jahr 1","Jahr 2","Jahr 3","…","Jahr 20","Summe "]
[null,"Strombezugskosten (€)",{"$f":"WB!A41","v":0},null,{"$f":"WB!E41","v":0},{"$f":"WB!F41","v":0},{"$f":"WB!G41","v":0},null,{"$f":"WB!X41","v":0},{"$f":"WB!Y41","v":0}]
[null,"Eigenverbrauchszuschuss (€)",{"$f":"WB!A42","v":0},null,{"$f":"WB!E42","v":0},{"$f":"WB!F42","v":0},{"$f":"WB!G42","v":0},null,{"$f":"WB!X42","v":0},{"$f":"WB!Y42","v":0}]
[null,"Einspeisevergütung (€)",{"$f":"WB!A43","v":0},null,{"$f":"WB!E43","v":0},{"$f":"WB!F43","v":0},{"$f":"WB!G43","v":0},null,{"$f":"WB!X43","v":0},{"$f":"WB!Y43","v":0}]
[null,null,null,null,null,null,null,null,"Kosten:",{"$f":"SUM(J131:J133)","v":0}]
[null,{"$f":"WB!C122","v":""}]
[]
[null,{"$f":"WB!D101","v":"Szenario 1 (PV-Investition (0 kWp) und Batteriespeicher (0 kWh) ohne Stromsparmaßnahmen)"}]
[null,null,"Kenngröße","Investitionen","Jahr 1","Jahr 2","Jahr 3","…","Jahr 20","Summe "]
[null,"Kosten PV (€)",{"$f":"WB!B48","v":0},{"$f":"WB!D48","v":0},{"$f":"WB!E48","v":0},{"$f":"WB!F48","v":0},{"$f":"WB!G48","v":0},null,{"$f":"WB!X48","v":0},{"$f":"WB!Y48","v":0}]
[null,"Kosten Speicher (€)",{"$f":"WB!B49","v":0},{"$f":"WB!D49","v":0},{"$f":"WB!E49","v":0},{"$f":"WB!F49","v":0},{"$f":"WB!G49","v":0},null,{"$f":"WB!X49","v":0},{"$f":"WB!Y49","v":0}]
[null,"Kosten für Einsparungen (€)",{"$f":"WB!B50","v":0},{"$f":"WB!D50","v":0},{"$f":"WB!E50","v":0},{"$f":"WB!F50","v":0},{"$f":"WB!G50","v":0},null,{"$f":"WB!X50","v":0},{"$f":"WB!Y50","v":0}]
[null,"Strombezugskosten (€)",{"$f":"WB!B51","v":0},null,{"$f":"WB!E51","v":0},{"$f":"WB!F51","v":0},{"$f":"WB!G51","v":0},null,{"$f":"WB!X51","v":0},{"$f":"WB!Y51","v":0}]
[null,"Eigenverbrauchszuschuss (€)",{"$f":"WB!B52","v":0},null,{"$f":"WB!E52","v":0},{"$f":"WB!F52","v":0},{"$f":"WB!G52","v":0},null,{"$f":"WB!X52","v":0},{"$f":"WB!Y52","v":0}]
[null,"Einspeisevergütung (€)",{"$f":"WB!B53","v":0},null,{"$f":"WB!E53","v":0},{"$f":"WB!F53","v":0},{"$f":"WB!G53","v":0},null,{"$f":"WB!X53","v":0},{"$f":"WB!Y53","v":0}]
[null,null,null,null,null,null,null,null,"Kosten:",{"$f":"SUM(J139:J144)","v":0}]
[null,null,"Wirtschaftlicher Vorteil / Nachteil gegenüber Referenzszenario (nominal):",null,null,null,null,null,null,{"$f":"J145-J134","v":0}]
[]
[null,{"$f":"WB!D102","v":"Szenario 2 (PV-Investition (0 kWp) und Batteriespeicher (0 kWh) mit Stromsparmaßnahmen (0 kWh))"}]
[null,null,"Kenngröße","Investitionen","Jahr 1","Jahr 2","Jahr 3","…","Jahr 20","Summe "]
[null,"Kosten PV (€)",{"$f":"WB!B63","v":0},{"$f":"WB!D63","v":0},{"$f":"WB!E63","v":0},{"$f":"WB!F63","v":0},{"$f":"WB!G63","v":0},null,{"$f":"WB!X63","v":0},{"$f":"WB!Y63","v":0}]
[null,"Kosten Speicher (€)",{"$f":"WB!B64","v":0},{"$f":"WB!D64","v":0},{"$f":"WB!E64","v":0},{"$f":"WB!F64","v":0},{"$f":"WB!G64","v":0},null,{"$f":"WB!X64","v":0},{"$f":"WB!Y64","v":0}]
[null,"Kosten für Einsparungen (€)",{"$f":"WB!B65","v":0},{"$f":"WB!D65","v":0},{"$f":"WB!E65","v":0},{"$f":"WB!F65","v":0},{"$f":"WB!G65","v":0},null,{"$f":"WB!X65","v":0},{"$f":"WB!Y65","v":0}]
[null,"Strombezugskosten (€)",{"$f":"WB!B66","v":0},null,{"$f":"WB!E66","v":0},{"$f":"WB!F66","v":0},{"$f":"WB!G66","v":0},null,{"$f":"WB!X66","v":0},{"$f":"WB!Y66","v":0}]
[null,"Eigenverbrauchszuschuss (€)",{"$f":"WB!B67","v":0},null,{"$f":"WB!E67","v":0},{"$f":"WB!F67","v":0},{"$f":"WB!G67","v":0},null,{"$f":"WB!X67","v":0},{"$f":"WB!Y67","v":0}]
[null,"Einspeisevergütung (€)",{"$f":"WB!B68","v":0},null,{"$f":"WB!E68","v":0},{"$f":"WB!F68","v":0},{"$f":"WB!G68","v":0},null,{"$f":"WB!X68","v":0},{"$f":"WB!Y68","v":0}]
[null,null,null,null,null,null,null,null,"Kosten:",{"$f":"SUM(J150:J155)","v":0}]
[null,null,"Wirtschaftlicher Vorteil / Nachteil gegenüber Referenzszenario (nominal):",null,null,null,null,null,null,{"$f":"J156-J134","v":0}]
[]
[null,"Analyse der Ergebnisse"]
[]
[null,{"$f":"B40","v":0}]
[null,"Interne Verzinsungsrate (IRR) für Investitionen:",null,{"$f":"Szenario1_IRR","v":"kein IRR"},{"$f":"WB!H109","v":"Reale Verzinsung des eingesetzten Kapitals (um Inflationsrate korrigiert)."}]
[null,"Ergebnis:"]
[null,{"$f":"WB!H110","v":"Unter nominaler Betrachtung ergibt sich ein Gewinn von 0 Euro."}]
[null,{"$f":"WB!H111","v":"Inflationsbereinigt ergibt sich ein Gewinn von 0 Euro."}]
[null,"Anmerkung: Wirtschaftliche Betrachtung über einen Zeitraum von 20 Jahren, ohne Einberechnung der Restwerte. Weitere Details zur Berechnung hier."]
[]
[]
[null,{"$f":"B50","v":"Region nach Postleitzahl"}]
[null,"Interne Verzinsungsrate (IRR) für Investitionen:",null,{"$f":"Szenario2_IRR","v":"kein IRR"},{"$f":"WB!H116","v":"Reale Verzinsung des eingesetzten Kapitals (um Inflationsrate korrigiert)."}]
[null,"Ergebnis:"]
[null,{"$f":"WB!H117","v":"Unter nominaler Betrachtung ergibt sich ein Gewinn von 0 Euro."}]
[null,{"$f":"WB!H118","v":"Inflationsbereinigt ergibt sich ein Gewinn von 0 Euro."}]
[null,"Anmerkung: Wirtschaftliche Betrachtung über einen Zeitraum von 20 Jahren, ohne Einberechnung der Restwerte. Weitere Details zur Berechnung hier."]
[]
[]
[null,"Kommentare"]

{"sheet":"Config","index":7,"n_rows":313,"n_cols":44,"rows_kept":313,"cut":false,"hidden":true,"merged":[[62,34,63,34],[62,28,63,28],[62,26,63,26],[62,29,63,29],[62,31,62,33],[62,30,63,30]]}
["Auslesen der Benutzereinstellungen und Eingabeparameter",null,null,null,null,null,null,"Dropdown Stadtauswahl","XX_Postleitzahl","Postleitzentrum","Stadt","Jahresertrag (kWh/kWp)",null,"Jahr","Prognose\nBezugspreis","Einspeiseerlöse","Speicher Kostendegression","PV Kostendegression",null,"Monat","Jahr","Inbetriebnahme \nMonat_Jahr","EEG Einspeisevergütung  in Cent /kWh","Auslauf Einspeisevergütung","Eigenverbrauchsbonus bis 30%","Eigenverbrauchsbonus ab 30%",null,null,null,null,null,null,null,null,null,"Lookup",null,"Monat",null,"Effizienzklassen",null,null,"Methode zur Bestimmung Einsparpotential","PV-Anlagentyp"]
[null,null,1,null,null,null,null,"bitte auswählen","00","Deutschland","Deutschland",965,null,2000,19,3,null,null,null,"Januar",1997,{"$f":"T2&\"_\"&U2","v":"Januar_1997"},50.62,{"$f":"IF(U2<2000,DATEVALUE(\"31.12.2020\"),DATEVALUE(\"31.12.\"&U2+20))","v":"2020-12-31"},null,null,null,"Berechnung Strompreisentwicklung",null,null,null,null,null,null,null,"Ja/Nein",null,"Januar",null,"bitte wählen",null,null,"bitte wählen","Ja"]
["Parameter ID","Input Value Title","Einstellung","umgerechneter Wert","Standard Wert","Comment",null,"01… Dresden","01","Dresden, Riesa, Meißen, Bischofswerda","Dresden",943,null,2001,19,3,null,null,null,"Februar",{"$f":"IF(T3=\"Januar\",U2+1,U2)","v":1997},{"$f":"T3&\"_\"&U3","v":"Februar_1997"},50.62,"2020-12-31",null,null,null,{"$f":"IF(cQEBP=1,\"Verwendung der Prognosewerte\",\"Berechnung anhand von Benutzereingabewerten\")","v":"Berechnung anhand von Benutzereingabewerten"},null,null,null,null,null,null,null,"Nein",null,"Februar",null,"Klasse A","Herzlichen Glückwunsch, Sie verbrauchen viel weniger Strom als vergleichbare Haushalte. Weiter so!",null,"Energieberatung","Nein"]
["ElektrischWarmwasser","Elektrisch Warmwasser",2,{"$f":"IF(C4=1,\"Ja\",IF(C4=2,\"Nein\",\"NA\"))","v":"Nein"},null,"1=Ja; 2=Nein",null,"02… Görlitz","02","Görlitz, Bautzen, Hoyerswerda, Zittau","Görlitz",961,null,2002,19,3,null,null,null,"März",{"$f":"IF(T4=\"Januar\",U3+1,U3)","v":1997},"März_1997",50.62,"2020-12-31",null,null,null,null,"Basisjahr","cQEBP",null,null,null,null,null,"Ja",null,"März",null,"Klasse B","Sie benötigen weniger Strom als vergleichbare Haushalte. Doch auch Sie können noch sparen. Nutzen Sie Ihre Sparmöglichkeiten voll aus!",null,"Effizienzklasse"]
["GeTyp","Gebäudetyp",2,{"$f":"IF(C5=1,\"MFH\",IF(C5=2,\"EFH\",\"NA\"))","v":"EFH"},null,"1= MFH; 2=EFH",null,"03… Cottbus","03","Cottbus, Finsterwalde, Forst (Lausitz), Spremberg","Cottbus",995,null,2003,19,3,null,null,null,"April",1997,"April_1997",50.62,"2020-12-31",null,null,null,null,{"$f":"BasisJahr","v":2018},{"$f":"cQEBP","v":2},null,null,null,null,null,null,null,"April",null,"Klasse C","Ihr Verbrauch liegt im Schnitt bzw. leicht darunter. Einige Möglichkeiten zum Stromsparen werden offensichtlich bislang nicht ausreichend genutzt. Das sollten Sie ändern."]
["cQEBP","Quelle Strombezugspreis",2,{"$f":"IF(C6=1,\"Quelle Öko\",IF(C6=2,\"User defined\",\"NA\"))","v":"User defined"},null,"1=Öko; 2=User",null,"04… Leipzig","04","Leipzig, Altenburg, Eilenburg, Torgau","Leipzig",961,null,2004,19,3,null,null,null,"Mai",1997,"Mai_1997",50.62,"2020-12-31",null,null,null,null,"Bezugspreis","Preissteigerung",null,null,null,null,null,null,null,"Mai",null,"Klasse D","Ihr Verbrauch liegt im Schnitt bzw. leicht darunter. Einige Möglichkeiten zum Stromsparen werden offensichtlich bislang nicht ausreichend genutzt. Das sollten Sie ändern."]
["cBP","Bezugspreis",2,{"$f":"IF(C7=1,\"Durchschnittspreis\",IF(C7=2,\"User defined\",\"NA\"))","v":"User defined"},null,"1=Standart; 2=User",null,"05… nicht vergeben","05","– (Reserve)","nicht vergeben",0,null,2005,19,3,null,null,null,"Juni",1997,"Juni_1997",50.62,"2020-12-31",null,null,null,null,{"$f":"Bezugspreis","v":28},{"$f":"Preissteigerungsrate","v":0.02},null,null,null,null,null,null,null,"Juni",null,"Klasse E","Sie verbrauchen mehr Strom als vergleichbare Haushalte. Für Sie lohnt es sich besonders, nach Ursachen für Ihren hohen Verbrauch zu suchen und Strom zu sparen. "]
["PVExist","Bereits PV Anlage vorhanden",2,{"$f":"IF(C8=1,\"Ja\",IF(C8=2,\"Nein\",\"NA\"))","v":"Nein"},null,"1=Ja; 2=Nein",null,"06… Halle","06","Halle (Saale), Dessau-Roßlau, Quedlinburg, Zeitz","Halle",956,null,2006,19,3,null,null,null,"Juli",1997,"Juli_1997",50.62,"2020-12-31",null,null,null,"# Jahr","Jahr","Änderung Bezugspreis",null,null,null,null,null,null,null,"Juli",null,"Klasse F","Sie verbrauchen mehr Strom als vergleichbare Haushalte. Für Sie lohnt es sich besonders, nach Ursachen für Ihren hohen Verbrauch zu suchen und Strom zu sparen. "]
["PVExistB","B",null,{"$f":"IF(C8=1,TRUE,FALSE)","v":false},null,null,null,"07… Gera","07","Gera, Jena, Saalfeld/Saale, Greiz","Gera",937,null,2007,19,3,null,null,null,"August",1997,"August_1997",50.62,"2020-12-31",null,null,null,0,{"$f":"AC5","v":2018},{"$f":"Bezugspreis","v":28},{"$f":"IF(cQEBP=1,VLOOKUP(AC9,N:O,2,FALSE),AD9)","v":28},{"$f":"AC9&\": \"&AE9&\", \"","v":"2018: 28, "},null,null,null,null,null,"August",null,"Klasse G","Ihr Stromverbrauch ist sehr hoch. Sie sollten dringend herausfinden, woran das liegt, und schnell aktiv werden"]
[null,null,null,{"$f":"IF(PVExistB,\"Bestandsanlage\",\"Neuanlage\")","v":"Neuanlage"},null,null,null,"08… Plauen","08","Plauen, Zwickau, Aue, Klingenthal","Plauen",910,null,2008,19.45,3,null,null,null,"September",1997,"September_1997",50.62,"2020-12-31",null,null,null,1,{"$f":"AC5+1","v":2019},{"$f":"(1+Preissteigerungsrate)*AD9","v":28.560000000000002},28.560000000000002,{"$f":"AC10&\": \"&AE10&\", \"","v":"2019: 28,56, "},null,null,null,null,null,"September"]
[null,null,null,null,null,null,null,"09… Chemnitz","09","Chemnitz, Annaberg-Buchholz, Zschopau, Freiberg","Chemnitz",922,null,2009,20.69,3,null,null,null,"Oktober",1997,"Oktober_1997",50.62,"2020-12-31",null,null,null,2,{"$f":"AC10+1","v":2020},29.131200000000003,29.131200000000003,"2020: 29,1312, ",null,null,null,null,null,"Oktober"]
[null,null,null,null,null,null,null,"10… Berlin",10,"Berlin Innenstadt","Berlin",962,null,2010,21.13,3,null,null,null,"November",1997,"November_1997",50.62,"2020-12-31",null,null,null,3,2021,29.713824000000002,29.713824000000002,"2021: 29,713824, ",null,null,null,null,null,"November"]
[null,null,null,null,null,null,null,"11… Berlin","11","Bundesinstitutionen (seit dem Teil-Regierungsumzug 1998) in Berlin","Berlin",962,null,2011,22.27,3,null,null,null,"Dezember",1997,"Dezember_1997",50.62,"2020-12-31",null,null,null,4,2022,30.308100480000004,30.308100480000004,"2022: 30,30810048, ",null,null,null,null,null,"Dezember"]
[null,null,null,null,null,null,null,"12… Berlin","12","Südliches und südöstliches Berlin","Berlin",962,null,2012,22.46,3,null,null,null,{"$f":"T2","v":"Januar"},1998,"Januar_1998",50.62,"2020-12-31",null,null,null,5,2023,30.914262489600006,30.914262489600006,"2023: 30,9142624896, "]
[null,null,null,null,null,null,null,"13… Berlin","13","Nördliches Berlin","Berlin",962,null,2013,24.99,3,null,null,null,{"$f":"T3","v":"Februar"},1998,"Februar_1998",50.62,"2020-12-31",null,null,null,6,2024,31.532547739392008,31.532547739392008,"2024: 31,532547739392, "]
[null,null,null,null,null,null,null,"14… Potsdam","14","Potsdam und südwestliches Berlin, Rathenow, Luckenwalde, Brandenburg an der Havel","Potsdam",989,null,2014,25.27,3,null,null,null,"März",1998,"März_1998",50.62,"2020-12-31",null,null,null,7,2025,32.163198694179847,32.163198694179847,"2025: 32,1631986941798, "]
["PV Anlage",null,null,null,null,null,null,"15… Frankfurt (Oder)","15","Frankfurt (Oder), Eisenhüttenstadt, Fürstenwalde/Spree, Königs Wusterhausen","Frankfurt (Oder)",997,null,2015,24.99,3,null,null,null,"April",1998,"April_1998",50.62,"2020-12-31",null,null,null,8,2026,32.806462668063446,32.806462668063446,"2026: 32,8064626680634, "]
["Parameter ID","Input Value Title","Einstellung",null,"Standard Wert","Comment",null,"16… Oranienburg","16","Oranienburg, Eberswalde, Pritzwalk, Schwedt/Oder","Oranienburg",961,null,2016,26.72,3,null,null,null,"Mai",1998,"Mai_1998",50.62,"2020-12-31",null,null,null,9,2027,33.462591921424718,33.462591921424718,"2027: 33,4625919214247, "]
["PV Bestandsanlage","PVAnlageYear",{"$f":"PVAnlageYear","v":2002},null,null,null,null,"17… Neubrandenburg","17","Neubrandenburg, Greifswald, Neustrelitz, Usedom","Neubrandenburg",984,null,2017,28.01,3,1,1,null,"Juni",1998,"Juni_1998",50.62,"2020-12-31",null,null,null,10,2028,34.131843759853211,34.131843759853211,"2028: 34,1318437598532, "]
[null,"PVAnlageMonth",{"$f":"PVAnlageMonth","v":"Mai"},null,null,null,null,"18… Rostock","18","Rostock, Stralsund, Güstrow, Bergen auf Rügen","Rostock",966,null,2018,28.78,3,{"$f":"0.9*Q19","v":0.9},{"$f":"0.95*R19","v":0.95},null,"Juli",1998,"Juli_1998",50.62,"2020-12-31",null,null,null,11,2029,34.814480635050273,34.814480635050273,"2029: 34,8144806350503, "]
["PV Neuanlage","PVAnlageYear",{"$f":"Eingabemaske!F40","v":2018},null,null,null,null,"19… Schwerin","19","Schwerin, Ludwigslust, Wittenberge, Parchim","Schwerin",983,null,2019,29.56,3,{"$f":"0.9*Q20","v":0.81},{"$f":"0.95*R20","v":0.90249999999999997},null,"August",1998,"August_1998",50.62,"2020-12-31",null,null,null,12,2030,35.510770247751282,35.510770247751282,"2030: 35,5107702477513, "]
[null,"PVAnlageMonth",{"$f":"Eingabemaske!E40","v":"Juli"},null,null,null,null,"20… Hamburg","20","Hamburg Mitte","Hamburg",962,null,2020,30.33,3,0.72900000000000009,0.85737499999999989,null,"September",1998,"September_1998",50.62,"2020-12-31",null,null,null,13,2031,36.220985652706311,36.220985652706311,"2031: 36,2209856527063, "]
["PVInstallationDate","Month and Year",{"$f":"IF(PVExistB,C20&\"_\"&C19,C22&\"_\"&C21)","v":"Juli_2018"},"PVInstallationDate",null,null,null,"21… Hamburg","21","Südliches und östliches Hamburg und Umland, Lüneburg, Buxtehude, Stade, Reinbek","Hamburg",962,null,2021,30.4,3,0.65610000000000013,0.81450624999999988,null,"Oktober",1998,"Oktober_1998",50.62,"2020-12-31",null,null,null,14,2032,36.945405365760436,36.945405365760436,"2032: 36,9454053657604, "]
["FeedInTariffFromTable","Einspeisevergütung",{"$f":"VLOOKUP(PVInstallationDate,PVLookup[],2,FALSE)","v":12.2},null,null,null,null,"22… Hamburg","22","Hamburg Nord/West, Norderstedt, Ahrensburg, Wedel","Hamburg",962,null,2022,30.47,3,0.59049000000000018,0.77378093749999988,null,"November",1998,"November_1998",50.62,"2020-12-31",null,null,null,15,2033,37.684313473075647,37.684313473075647,"2033: 37,6843134730756, "]
["FeedInTariffEndDate","Auslauf Einspeisevergütung",{"$f":"VLOOKUP(PVInstallationDate,PVLookup[],3,FALSE)","v":"2038-12-31"},null,null,null,null,"23… Lübeck","23","Lübeck, Bad Segeberg, Wismar, Mölln","Lübeck",979,null,2023,30.54,3,null,null,null,"Dezember",1998,"Dezember_1998",50.62,"2020-12-31",null,null,null,16,2034,38.437999742537158,38.437999742537158,"2034: 38,4379997425372, "]
["Installation Batteriespeicher für PV Bestandsanlage",{"$f":"Eingabemaske!F47","v":2018},null,null,null,null,null,"24… Kiel","24","Kiel, Flensburg, Schleswig, Neumünster","Kiel",965,null,2024,30.61,3,null,null,null,"Januar",1999,"Januar_1999",50.62,"2020-12-31",null,null,null,17,2035,39.206759737387905,39.206759737387905,"2035: 39,2067597373879, "]
[null,null,{"$f":"IF(PVExist=\"Ja\",B26,C21)","v":2018},"BasisJahr",null,null,null,"25… Sylt","25","Westküste (Elmshorn, Itzehoe, Sylt)","Sylt",995,null,2025,30.68,3,null,null,null,"Februar",1999,"Februar_1999",50.62,"2020-12-31",null,null,null,18,2036,39.990894932135667,39.990894932135667,"2036: 39,9908949321357, "]
["Einstellungen",null,null,null,null,null,null,"26… Oldenburg","26","Oldenburg, Wilhelmshaven, Emden, Aurich","Oldenburg",931,null,2026,30.56,3,null,null,null,"März",1999,"März_1999",50.62,"2020-12-31",null,null,null,19,2037,40.790712830778382,40.790712830778382,"2037: 40,7907128307784, "]
[null,null,null,null,null,null,null,"27… Bremen","27","Großraum Bremen Bremerhaven, Cuxhaven, Delmenhorst, Helgoland, Neuwerk","Bremen",923,null,2027,30.44,3,null,null,null,"April",1999,"April_1999",50.62,"2020-12-31",null,null,null,20,2038,41.60652708739395,41.60652708739395,{"$f":"AC29&\": \"&AE29","v":"2038: 41,6065270873939"}]
[null,null,null,null,null,null,null,"28… Bremen","28","Bremen, Ottersberg, Schwanewede, Syke, Stuhr, Weyhe","Bremen",923,null,2028,30.32,3,null,null,null,"Mai",1999,"Mai_1999",50.62,"2020-12-31",null,null,null,null,null,null,null," (in Cent/kWh)"]
[null,"Vordefinierter Wert",null,null,"Variablenwert","Parameter ID",null,"29… Celle","29","Celle, Uelzen, Salzwedel, Soltau, Lüchow","Celle",929,null,2029,30.2,3,null,null,null,"Juni",1999,"Juni_1999",50.62,"2020-12-31",null,null,null,null,null,null,null,{"$f":"AF9&AF10&AF11&AF12&AF13&AF14&AF15&AF16","v":"2018: 28, 2019: 28,56, 2020: 29,1312, 2021: 29,713824, 2022: 30,30810048, 2023: 30,9142624896, 2024: 31,532547739392, 2025: 32,1631986941798, "}]
["Stromverbrauch",null,null,null,null,null,null,"30… Hannover","30","Hannover, Garbsen, Langenhagen, Laatzen","Hannover",933,null,2030,30.08,3,null,null,null,"Juli",1999,"Juli_1999",50.62,"2020-12-31",null,null,null,null,null,null,null,{"$f":"AF17&AF18&AF19&AF20&AF21&AF22&AF23&AF24","v":"2026: 32,8064626680634, 2027: 33,4625919214247, 2028: 34,1318437598532, 2029: 34,8144806350503, 2030: 35,5107702477513, 2031: 36,2209856527063, 2032: 36,9454053657604, 2033: 37,6843134730756, "}]
["Jahresstromverbrauch",null,null,null,{"$f":"Eingabemaske!F20","v":0},"Jahresstromverbrauch",null,"31… Hannover","31","Hannover Umland, Hameln, Hildesheim, Peine, Schaumburg","Hannover",933,null,2031,29.7,3,null,null,null,"August",1999,"August_1999",50.62,"2020-12-31",null,null,null,null,null,null,null,{"$f":"AF25&AF26&AF27&AF28&AF29&AF30","v":"2034: 38,4379997425372, 2035: 39,2067597373879, 2036: 39,9908949321357, 2037: 40,7907128307784, 2038: 41,6065270873939 (in Cent/kWh)"}]
["Haushaltsgröße (Personen im Haushalt)",null,null,null,{"$f":"Eingabemaske!F22","v":2},"AnzahlPersonen",null,"32… Herford","32","Herford, Minden, Detmold, Löhne","Herford",925,null,2032,29.32,3,null,null,null,"September",1999,"September_1999",50.62,"2020-12-31"]
["Bezugspreis Strom",29.16,{"$f":"IF(Wirtschaftlichkeitsberechnung!D15=\"\",\"\",Wirtschaftlichkeitsberechnung!D15)","v":28},null,{"$f":"IF(cBP=1,cBPStandard,C35)","v":28},"Bezugspreis",null,"33… Bielefeld","33","Bielefeld, Paderborn, Bad Driburg, Gütersloh","Bielefeld",886,null,2033,28.94,3,null,null,null,"Oktober",1999,"Oktober_1999",50.62,"2020-12-31"]
["Entwicklung Bezugspreis:",0.02,{"$f":"IF(Wirtschaftlichkeitsberechnung!D17=\"\",\"\",Wirtschaftlichkeitsberechnung!D17/100)","v":0.02},null,{"$f":"C36","v":0.02},"Preissteigerungsrate",null,"34… Kassel","34","Kassel, Hannoversch Münden, Korbach, Warburg","Kassel",921,null,2034,28.56,3,null,null,null,"November",1999,"November_1999",50.62,"2020-12-31"]
["Allgemeine Inflationsrate",0.01,{"$f":"IF(OR(D37=\"\",D37=\"überschreiben\"),B37,D37/100)","v":0.01},{"$f":"IF(Wirtschaftlichkeitsberechnung!D19=\"\",\"\",Wirtschaftlichkeitsberechnung!D19)","v":1},{"$f":"C37","v":0.01},"Inflationsrate",null,"35… Gießen","35","Gießen, Wetzlar, Marburg, Dillenburg","Gießen",959,null,2035,28.18,3,null,null,null,"Dezember",1999,"Dezember_1999",50.62,"2020-12-31"]
[null,null,null,null,null,null,null,"36… Fulda","36","Fulda, Bad Hersfeld, Bad Salzungen, Alsfeld","Fulda",929,null,2036,27.98,3,null,null,null,"Januar",2000,"Januar_2000",50.62,"2020-12-31"]
["Stromeinsparungen",null,null,null,null,null,null,"37… Göttingen","37","Göttingen, Höxter, Eschwege, Osterode am Harz","Göttingen",909,null,2037,27.8,3,null,null,null,"Februar",2000,"Februar_2000",50.62,"2020-12-31"]
[null,null,null,null,null,null,null,"38… Braunschweig","38","Braunschweig, Salzgitter, Wolfsburg, Halberstadt","Braunschweig",941,null,2038,27.64,3,null,null,null,"März",{"$f":"IF(T40=\"Januar\",U39+1,U39)","v":2000},{"$f":"T40&\"_\"&U40","v":"März_2000"},50.62,"2020-12-31"]
["Einsparpotential in %",4,null,null,null,null,null,"39… Magdeburg","39","Magdeburg, Stendal, Oschersleben, Staßfurt","Magdeburg",964,null,2039,27.5,3,null,null,null,"April",2000,"April_2000",50.62,"2020-12-31"]
["Einsparpotential",{"$f":"SEK!A13","v":0},{"$f":"IF(Eingabemaske!#REF!=\"\",\"\",Eingabemaske!#REF!)","v":{"$error":"#REF!"}},null,{"$f":"IF(ISNUMBER(C42),C42,B42)","v":0},null,null,"40… Düsseldorf","40","Düsseldorf, Hilden, Mettmann, Ratingen","Düsseldorf",942,null,2040,27.38,3,null,null,null,"Mai",2000,"Mai_2000",50.62,"2020-12-31"]
["Methode Bestimmung Einsparpotential",{"$f":"Stromsparen!G54","v":"bitte wählen"},null,null,null,null,null,"41… Mönchengladbach","41","Mönchengladbach, Neuss, Viersen, Erkelenz","Mönchengladbach",945,null,2041,27.15,3,null,null,null,"Juni",2000,"Juni_2000",50.62,"2020-12-31"]
["EP bitte wählen",0,null,null,null,null,null,"42… Wuppertal","42","Wuppertal, Velbert, Solingen, Remscheid","Wuppertal",895,null,2042,26.94,3,null,null,null,"Juli",2000,"Juli_2000",50.62,"2020-12-31"]
["EP für Energieberatung",{"$f":"Stromsparen!G59","v":0},null,null,null,null,null,"43… nicht vergeben","43","– (Reserve)","nicht vergeben",0,null,2043,26.74,3,null,null,null,"August",2000,"August_2000",50.62,"2020-12-31"]
["EP nach Effizienzklasse",{"$f":"Stromsparen!G65","v":0},null,null,null,null,null,"44… Dortmund","44","Dortmund, Lünen, Herne, Bochum","Dortmund",927,null,2044,26.55,3,null,null,null,"September",2000,"September_2000",50.62,"2020-12-31"]
["Einsparpotential gesamt",{"$f":"IF(B43=\"bitte wählen\",0,IF(B43=\"Energieberatung\",B45,B46))","v":0},null,null,{"$f":"B47","v":0},"Einsparungen",null,"45… Essen","45","Essen, Mülheim an der Ruhr, Recklinghausen, Gelsenkirchen","Essen",918,null,2045,26.37,3,null,null,null,"Oktober",2000,"Oktober_2000",50.62,"2020-12-31"]
["Einsparpotential mit geringinvestiven Maßnamen",{"$f":"IF(B43=\"Energieberatung\",Stromsparen!G57,B47*D48)","v":0},"Anteil geringinvestiv:",0.3,null,null,null,"46… Oberhausen","46","Oberhausen, Bottrop, Bocholt, Wesel","Oberhausen",911,null,2046,26.21,3,null,null,null,"November",2000,"November_2000",50.62,"2020-12-31"]
["Einsparpotential mit investiven Maßnamen",{"$f":"IF(B43=\"Energieberatung\",Stromsparen!G58,B47*D49)","v":0},"Anteil investiv:",{"$f":"1-D48","v":0.7},null,null,null,"47… Duisburg","47","Duisburg, Krefeld, Moers, Kleve, Wesel","Duisburg",958,null,2047,26.05,3,null,null,null,"Dezember",2000,"Dezember_2000",50.62,"2020-12-31"]
["Kosten für geringinvestive Maßnamen (€/kWh)",0.05,null,null,null,null,null,"48… Münster","48","Münster, Rheine, Nordhorn, Coesfeld","Münster",939,null,2048,25.9,3,null,null,null,"Januar",2001,"Januar_2001",50.62,"2021-12-31"]
["Kosten investive Maßnamen in Klasse A",1.5,{"$f":"(B52-B51)/6","v":-8.3333333333333329E-2},null,null,null,null,"49… Osnabrück","49","Osnabrück, Melle, Ibbenbüren, Lingen (Ems)","Osnabrück",919,null,2049,25.76,3,null,null,null,"Februar",2001,"Februar_2001",50.62,"2021-12-31"]
["Kosten investive Maßnamen in Klasse G",1,null,null,null,null,null,"50… Köln","50","Köln (linksrheinisch plus Deutz), Frechen, Brühl, Bergheim","Köln",935,null,2050,25.63,3,null,null,null,"März",2001,"März_2001",50.62,"2021-12-31"]
["Jetzige Effizienzklasse",{"$f":"SEK!B9","v":1},{"$f":"SEK!C9","v":"Klasse A"},null,null,null,null,"51… Köln","51","Köln (rechtsrheinisch ohne Deutz), Leverkusen, Bergisch Gladbach, Gummersbach","Köln",935,null,null,null,null,null,null,null,"April",2001,"April_2001",50.62,"2021-12-31"]
["Kosten investive Maßnamen pro kWh",{"$f":"ROUND((NumEffizienzKLasse-1)*(B52-B51)/6+B51,2)","v":1.5},null,null,null,null,null,"52… Aachen","52","Aachen, Eschweiler, Düren, Heinsberg","Aachen",929,null,null,null,null,null,null,null,"Mai",2001,"Mai_2001",50.62,"2021-12-31"]
["Gesamtkosten Einsparungen",{"$f":"ROUND((B48*B50+B49*B54)/1,0)*1","v":0},{"$f":"IF(OR(D55=\"\",D55=\"überschreiben\"),B55,D55)","v":0},{"$f":"IF(Stromsparen!H70=\"\",\"\",Stromsparen!H70)","v":"überschreiben"},{"$f":"C55","v":0},"KostenEinsparungen",null,"53… Bonn","53","Bonn, Remagen, Siegburg, Euskirchen","Bonn",961,null,null,null,null,null,null,null,"Juni",2001,"Juni_2001",50.62,"2021-12-31"]
[null,null,null,null,null,null,null,"54… Trier","54","Trier, Wittlich, Daun, Prüm, Bitburg","Trier",944,null,null,null,null,null,null,null,"Juli",2001,"Juli_2001",50.62,"2021-12-31"]
["Verbleibender Jahresstromverbrauch",{"$f":"MAX(Jahresstromverbrauch-B47,0)","v":0},null,null,null,null,null,"55… Mainz","55","Mainz, Simmern/Hunsrück, Bad Kreuznach, Idar-Oberstein","Mainz",975,null,null,null,null,null,null,null,"August",2001,"August_2001",50.62,"2021-12-31"]
[null,null,null,null,null,null,null,"56… Koblenz","56","Koblenz, Neuwied, Mayen, Andernach","Koblenz",962,null,null,null,null,null,null,null,"September",2001,"September_2001",50.62,"2021-12-31"]
[null,null,null,null,null,null,null,"57… Siegen","57","Siegen, Lennestadt, Olpe, Altenkirchen (Westerwald)","Siegen",912,null,null,null,null,null,null,null,"Oktober",2001,"Oktober_2001",50.62,"2021-12-31"]
["PV-Anlage",null,null,null,null,null,null,"58… Hagen","58","Hagen, Witten, Iserlohn, Lüdenscheid","Hagen",911,null,null,null,null,null,null,null,"November",2001,"November_2001",50.62,"2021-12-31"]
[{"$f":"\"Bestandsanlage: \" &PVExist","v":"Bestandsanlage: Nein"},null,null,null,null,null,null,"59… Hamm","59","Hamm, Unna, Soest, Arnsberg","Hamm",939,null,null,null,null,null,null,null,"Dezember",2001,"Dezember_2001",50.62,"2021-12-31"]
["PV-Neuanlage","Vordefiniert","Anzeige","überschreiben","Variablenwert","Variablenname",null,"60… Frankfurt am Main","60","Frankfurt am Main Mitte","Frankfurt am Main",955,null,null,null,null,null,null,null,"Januar",2002,"Januar_2002",48.1,"2022-12-31"]
["Vorhandene Dachfläche in m2",{"$f":"Eingabemaske!$F$37","v":0},"m2",null,null,null,null,"61… Bad Homburg","61","Bad Homburg, Friedberg, Bad Vilbel, Oberursel","Bad Homburg",970,null,null,null,null,null,null,null,"Februar",2002,"Februar_2002",48.1,"2022-12-31"]
["Leistung Watt pro m2",160,null,null,null,null,null,"62… Frankfurt am Main","62","– (Reserve, wird im internen Gebrauch zur Bezeichnung des Internationalen Postzentrums (IPZ) in Frankfurt am Main benutzt, in welchem Post aus und für das Ausland bearbeitet wird.)","Frankfurt am Main",955,null,null,null,null,null,null,null,"März",2002,"März_2002",48.1,"2022-12-31"]
[{"$f":"\"Maximale Nennkapazität für gewählte Dachfläche\"","v":"Maximale Nennkapazität für gewählte Dachfläche"},{"$f":"MIN(WattPerM2*B63/1000,10)","v":0},{"$f":"IF(OR(D65=\"\",D65=\"überschreiben\"),B65,D65)","v":0},{"$f":"IF(Eingabemaske!F38=\"\",\"\",Eingabemaske!F38)","v":""},{"$f":"C65","v":0},null,null,"63… Aschaffenburg","63","Aschaffenburg, Hanau, Offenbach am Main, Miltenberg","Aschaffenburg",961,null,null,null,null,null,null,null,"April",2002,"April_2002",48.1,"2022-12-31"]
[null,"Größe in kWp","Kosten pro kWp","Steigung","Intersect",null,null,"64… Darmstadt","64","Darmstadt, Bensheim, Heppenheim, Groß-Gerau","Darmstadt",965,null,null,null,null,null,null,null,"Mai",2002,"Mai_2002",48.1,{"$f":"IF(U66<2000,DATEVALUE(\"31.12.2020\"),DATEVALUE(\"31.12.\"&U66+20))","v":"2022-12-31"}]
["kleine PV: Größe und Kosten (pro kWp)",1,1688,{"$f":"(C68-C67)/(B68-B67)","v":-72},{"$f":"C67-B67*D67","v":1760},null,null,"65… Wiesbaden","65","Wiesbaden, Limburg an der Lahn, Rüsselsheim am Main, Frankfurt am Main-West","Wiesbaden",957,null,null,null,null,null,null,null,"Juni",2002,"Juni_2002",48.1,"2022-12-31"]
["mittlere PV: Größe und Kosten (pro kWp)",5,1400,{"$f":"(C69-C68)/(B69-B68)","v":-40},{"$f":"C68-B68*D68","v":1600},null,null,"66… Saarbrücken","66","Saarbrücken, Neunkirchen, Homburg, Pirmasens, Zweibrücken","Saarbrücken",975,null,null,null,null,null,null,null,"Juli",2002,"Juli_2002",48.1,"2022-12-31"]
["grooße PV: Größe und Kosten (pro kWp)",10,1200,null,null,null,null,"67… Kaiserslautern","67","Kaiserslautern, Ludwigshafen am Rhein, Worms, Speyer","Kaiserslautern",953,null,null,null,null,null,null,null,"August",2002,"August_2002",48.1,"2022-12-31"]
["Kosten pro kWp",{"$f":"IF(PVAnlage=0,0,IF(PVAnlage<=B68,E67+PVAnlage*D67,IF(PVAnlage<=B69,E68+PVAnlage*D68,C69)))","v":0},null,null,null,null,null,"68… Mannheim","68","Mannheim, Schwetzingen, Lampertheim, Viernheim","Mannheim",1010,null,null,null,null,null,null,null,"September",2002,"September_2002",48.1,"2022-12-31"]
["Kosten PV (0 für Bestands-PV)",{"$f":"IF(PVExist=\"Ja\",0,PVAnlage*B70)","v":0},null,null,null,null,null,"69… Heidelberg","69","Heidelberg, Weinheim, Leimen, Mannheim (nur Postfächer)","Heidelberg",978,null,null,null,null,null,null,null,"Oktober",2002,"Oktober_2002",48.1,"2022-12-31"]
["Kostendegression PV-Anlage",{"$f":"IFERROR(VLOOKUP(BasisJahr,N1:R52,5,FALSE),1)","v":0.95},null,null,null,null,null,"70… Stuttgart","70","Stuttgart, Fellbach, Leinfelden-Echterdingen, Filderstadt","Stuttgart",1000,null,null,null,null,null,null,null,"November",2002,"November_2002",48.1,"2022-12-31"]
["PV Gesamtkosten",{"$f":"B71*B72","v":0},{"$f":"IF(PVExist=\"Ja\",0,IF(OR(D73=\"\",D73=\"überschreiben\"),B73,D73))","v":0},{"$f":"IF(Eingabemaske!F39=\"\",\"\",Eingabemaske!F39)","v":"überschreiben"},{"$f":"C73","v":0},"PVSystemkosten",null,"71… Stuttgart","71","Stuttgarter Umland, Böblingen, Waiblingen, Backnang, Ludwigsburg","Stuttgart",1000,null,null,null,null,null,null,null,"Dezember",2002,"Dezember_2002",48.1,"2022-12-31"]
["Wartung in % des Invest pro Jahr",null,null,null,0.02,"PVWartung",null,"72… Tübingen","72","Tübingen, Reutlingen, Sigmaringen, Freudenstadt, Balingen, Nürtingen","Tübingen",1020,null,null,null,null,null,null,null,"Januar",2003,"Januar_2003",45.7,"2023-12-31"]
[null,null,null,null,null,null,null,"73… Göppingen","73","Göppingen, Esslingen am Neckar, Schwäbisch Gmünd, Aalen","Göppingen",1000,null,null,null,null,null,null,null,"Februar",2003,"Februar_2003",45.7,"2023-12-31"]
["PV-Bestandsanlage",null,null,null,null,null,null,"74… Heilbronn","74","Heilbronn, Bietigheim-Bissingen, Schwäbisch Hall, Crailsheim","Heilbronn",1000,null,null,null,null,null,null,null,"März",2003,"März_2003",45.7,"2023-12-31"]
["Nennkapazität der PV-Anlage (kWp) (max. 10 kWp)",{"$f":"Eingabemaske!F45","v":5},null,null,null,null,null,"75… Pforzheim","75","Pforzheim, Eppingen, Calw, Mühlacker","Pforzheim",1020,null,null,null,null,null,null,null,"April",2003,"April_2003",45.7,"2023-12-31"]
["PV Anlage zur ausschließlichen Netzeinspeisung?",{"$f":"Eingabemaske!F44","v":"Nein"},{"$f":"PVExist","v":"Nein"},{"$f":"IF(AND(B78=\"Ja\",C78=\"Ja\"),\"Ja\",\"Nein\")","v":"Nein"},"PVNurNetzeinspeisung",null,null,"76… Karlsruhe","76","Karlsruhe, Baden-Baden, Landau in der Pfalz, Bruchsal","Karlsruhe",1050,null,null,null,null,null,null,null,"Mai",2003,"Mai_2003",45.7,"2023-12-31"]
[null,null,"PV Betandsanlage",null,null,null,null,"77… Offenburg","77","Offenburg, Lahr, Kehl, Achern, Bühl","Offenburg",1030,null,null,null,null,null,null,null,{"$f":"T67","v":"Juni"},2003,"Juni_2003",45.7,"2023-12-31"]
["Finale Kapazität PV-Anlage",null,null,null,{"$f":"IF(PVExist=\"Ja\",B77,C65)","v":0},"PVAnlage",null,"78… Villingen-Schwenningen","78","Villingen-Schwenningen, Donaueschingen, Singen (Hohentwiel), Konstanz, Tuttlingen, Rottweil","Villingen-Schwenningen",1020,null,null,null,null,null,null,null,"Juli",2003,"Juli_2003",45.7,"2023-12-31"]
[null,null,null,null,null,null,null,"79… Freiburg im Breisgau","79","Freiburg im Breisgau, Lörrach, Titisee-Neustadt, Waldshut-Tiengen, Emmendingen","Freiburg im Breisgau",999,null,null,null,null,null,null,null,"August",2003,"August_2003",45.7,"2023-12-31"]
[null,null,null,null,null,null,null,"80… München","80","München Mitte-Nordwest","München",1020,null,null,null,null,null,null,null,"September",2003,"September_2003",45.7,"2023-12-31"]
["Einspeisevergütung (Cent / kWh)",{"$f":"FeedInTariffFromTable","v":12.2},{"$f":"IF(OR(D83=\"\",D83=\"überschreiben\"),B83,D83)","v":12.2},{"$f":"IF(Eingabemaske!F52=\"\",\"\",Eingabemaske!F52)","v":"überschreiben"},{"$f":"C83","v":12.2},"Einspeiseverguetung",null,"81… München","81","München West, Süd, Ost","München",1020,null,null,null,null,null,null,null,"Oktober",2003,"Oktober_2003",45.7,"2023-12-31"]
["Einspeisevergütung nach Ablauf der EEG-Förderung",3,{"$f":"IF(OR(D84=\"\",D84=\"überschreiben\"),B84,D84)","v":3},{"$f":"IF(Eingabemaske!F54=\"\",\"\",Eingabemaske!F54)","v":"überschreiben"},{"$f":"C84","v":3},"EinspeiseverguetungNachAblaufEEG",null,"82… München","82","Münchener Umland (Süd, West), Fürstenfeldbruck, Starnberg, Garmisch-Partenkirchen","München",1020,null,null,null,null,null,null,null,"November",2003,"November_2003",45.7,"2023-12-31"]
["Eigenverbrauchsvergütung bis 30%",{"$f":"VLOOKUP(PVInstallationDate,PVLookup[],4,FALSE)","v":0},{"$f":"IF(OR(D85=\"\",D85=\"überschreiben\"),B85,D85)","v":0},{"$f":"IF(Eingabemaske!F55=\"\",\"\",Eingabemaske!F55)","v":"überschreiben"},{"$f":"C85","v":0},"EigenverbrauchszuschussBis30",null,"83… Rosenheim","83","Rosenheim, Traunstein, Freilassing, Bad Tölz","Rosenheim",1040,null,null,null,null,null,null,null,"Dezember",2003,"Dezember_2003",45.7,"2023-12-31"]
["Eigenverbrauchsvergütung ab 30%",{"$f":"VLOOKUP(PVInstallationDate,PVLookup[],5,FALSE)","v":0},{"$f":"IF(OR(D86=\"\",D86=\"überschreiben\"),B86,D86)","v":0},{"$f":"IF(Eingabemaske!F56=\"\",\"\",Eingabemaske!F56)","v":"überschreiben"},{"$f":"C86","v":0},"EigenverbrauchszuschussAb30",null,"84… Landshut","84","Landshut, Waldkraiburg, Dingolfing, Pfarrkirchen, Mühldorf am Inn","Landshut",1010,null,null,null,null,null,null,null,"Januar",2004,"Januar_2004",57.4,"2024-12-31"]
[null,null,null,null,null,null,null,"85… München","85","Münchener Umland (Nord, Ost), Ingolstadt, Dachau, Freising, Eichstätt","München",1020,null,null,null,null,null,null,null,"Februar",2004,"Februar_2004",57.4,"2024-12-31"]
[null,null,null,null,null,null,null,"86… Augsburg","86","Augsburg, Donauwörth, Landsberg am Lech, Neuburg a.Donau","Augsburg",1020,null,null,null,null,null,null,null,"März",2004,"März_2004",57.4,"2024-12-31"]
["Region nach Postleitzahl",{"$f":"Eingabemaske!E59","v":"bitte auswählen"},null,null,null,null,null,"87… Kempten","87","Kempten, Kaufbeuren, Memmingen, Marktoberdorf","Kempten",1040,null,null,null,null,null,null,null,"April",2004,"April_2004",57.4,"2024-12-31"]
[null,{"$f":"IFERROR(VLOOKUP(B89,Config!H:L,3,FALSE),\"Deutschland\")","v":"Deutschland"},null,null,null,null,null,"88… Friedrichshafen","88","Friedrichshafen, Lindau (Bodensee), Ravensburg, Biberach an der Riß","Friedrichshafen",1060,null,null,null,null,null,null,null,"Mai",2004,"Mai_2004",57.4,"2024-12-31"]
["Solarertrag (kWh / kWpeak)",{"$f":"IFERROR(VLOOKUP(B89,Config!H:L,5,FALSE),965)","v":965},{"$f":"IF(OR(D91=\"\",D91=\"überschreiben\"),B91,D91)","v":965},{"$f":"IF(Eingabemaske!F61=\"\",\"\",Eingabemaske!F61)","v":"überschreiben"},{"$f":"C91","v":965},null,null,"89… Ulm","89","Ulm, Neu-Ulm, Heidenheim an der Brenz, Ehingen (Donau)","Ulm",1010,null,null,null,null,null,null,null,"Juni",2004,"Juni_2004",57.4,"2024-12-31"]
["Solarertrag absolut (kWh) (0 wenn PVAnlage = 0)",{"$f":"PVAnlage*E91","v":0},{"$f":"IF(PVAnlage=0,0,IF(OR(D92=\"\",D92=\"überschreiben\"),B92,D92))","v":0},{"$f":"IF(Eingabemaske!F62=\"\",\"\",Eingabemaske!F62)","v":"überschreiben"},{"$f":"C92","v":0},"Solarproduktion",null,"90… Nürnberg","90","Nürnberg, Fürth, Zirndorf","Nürnberg",963,null,null,null,null,null,null,null,"Juli",2004,"Juli_2004",57.4,"2024-12-31"]
[null,null,null,null,null,null,null,"91… Nürnberg","91","Nürnberger Umland, Erlangen, Schwabach, Ansbach, Dinkelsbühl","Nürnberg",963,null,null,null,null,null,null,null,"August",2004,"August_2004",57.4,"2024-12-31"]
[null,null,null,null,null,null,null,"92… Amberg","92","Amberg, Neumarkt in der Oberpfalz, Weiden in der Oberpfalz, Schwandorf","Amberg",977,null,null,null,null,null,null,null,"September",2004,"September_2004",57.4,"2024-12-31"]
["Batteriespeicher",null,null,null,null,null,null,"93… Regensburg","93","Regensburg, Cham, Kelheim, Abensberg","Regensburg",986,null,null,null,null,null,null,null,"Oktober",2004,"Oktober_2004",57.4,"2024-12-31"]
[null,"Vordefiniert","Anzeige","überschreiben","Variablenwert","Variablenname",null,"94… Passau","94","Passau, Landau an der Isar, Regen, Straubing","Passau",986,null,null,null,null,null,null,null,"November",2004,"November_2004",57.4,"2024-12-31"]
["Größenvorschlag:",null,null,null,null,null,null,"95… Hof","95","Hof, Bayreuth, Kulmbach, Marktredwitz","Hof",925,null,null,null,null,null,null,null,"Dezember",2004,"Dezember_2004",57.4,"2024-12-31"]
["Stromverbrauch / Tag (kWh)",{"$f":"Jahresstromverbrauch/365","v":0},null,"PV Produktion pro Tag (Wh)",{"$f":"Solarproduktion/365","v":0},null,null,"96… Bamberg","96","Bamberg, Lichtenfels, Coburg, Sonneberg","Bamberg",966,null,null,null,null,null,null,null,"Januar",2005,"Januar_2005",54.53,"2025-12-31"]
["Größe als Anteil des Tagesverbrauchs",0.5,null,"Größe als Anteil der Tages-PV-Produktion",0.35,null,null,"97… Würzburg","97","Würzburg, Schweinfurt, Bad Kissingen, Wertheim","Würzburg",977,null,null,null,null,null,null,null,"Februar",2005,"Februar_2005",54.53,"2025-12-31"]
["Rundungsschritte:",0.5,"kWh","Rundungsschritte:",0.5,null,null,"98… Suhl","98","Suhl, Hildburghausen, Ilmenau, Meiningen","Suhl",909,null,null,null,null,null,null,null,"März",2005,"März_2005",54.53,"2025-12-31"]
[null,{"$f":"ROUND(B98*B99/B100,0)*B100","v":0},null,null,{"$f":"ROUND(E98*E99/E100,0)*E100","v":0},null,null,"99… Erfurt","99","Erfurt, Weimar, Mühlhausen/Thüringen, Eisenach","Erfurt",928,null,null,null,null,null,null,null,"April",2005,"April_2005",54.53,"2025-12-31"]
["Vorgeschlagene Speichergröße (alt)",{"$f":"MIN(B101,E101)","v":0},null,null,null,null,null,null,null,null,null,null,null,null,null,null,null,null,null,"Mai",2005,"Mai_2005",54.53,"2025-12-31"]
["Größe Batteriespeicher (= Leistung PV in kWp)",{"$f":"IF(PVAnlage>0,MAX(2,PVAnlage),PVAnlage)","v":0},{"$f":"IF(OR(D103=\"\",D103=\"überschreiben\"),B103,D103)","v":0},{"$f":"IF(Eingabemaske!F66=\"\",\"\",Eingabemaske!F66)","v":""},{"$f":"IF(ISNUMBER(C103),C103,B103)","v":0},"Batteriespeicher",null,null,null,null,null,{"$f":"SUM(L2:L101)/97","v":974.47422680412376},null,null,null,null,null,null,null,"Juni",2005,"Juni_2005",54.53,"2025-12-31"]
[null,null,null,null,{"$f":"E103*1000","v":0},"BatteriespeicherWh",null,null,null,null,null,null,null,null,null,null,null,null,null,"Juli",{"$f":"IF(T104=\"Januar\",U103+1,U103)","v":2005},{"$f":"T104&\"_\"&U104","v":"Juli_2005"},54.53,"2025-12-31"]
[{"$f":"\"Speichergröße entspricht \"&ROUND(100*D105,0)&\" % des durchschnittlichen Tagesstromverbrauchs\"","v":{"$error":"#DIV/0!"}},null,null,{"$f":"C103/B98","v":{"$error":"#DIV/0!"}},null,null,null,null,null,null,null,null,null,null,null,null,null,null,null,"August",2005,"August_2005",54.53,"2025-12-31"]
[{"$f":"\"Größe ausreichend für Einspeicherung von \"&ROUND(100*D106,0)&\" % der durchschnittlichen PV-Tagesproduktion\"","v":{"$error":"#DIV/0!"}},null,null,{"$f":"C103/E98","v":{"$error":"#DIV/0!"}},null,null,null,null,null,null,null,null,null,null,null,null,null,null,null,"September",2005,"September_2005",54.53,"2025-12-31"]
[null,null,null,null,null,null,null,null,null,null,null,null,null,null,null,null,null,null,null,"Oktober",2005,"Oktober_2005",54.53,"2025-12-31"]
["Kosten Batteriespeicher","Kapazität (kWh)","Kosten pro kWh","Steigung","Intersect",null,null,null,null,null,null,null,null,null,null,null,null,null,null,"November",2005,"November_2005",54.53,"2025-12-31"]
["kleiner Batteriespeicher (Größe und Kosten)",4,{"$f":"1529","v":1529},{"$f":"(C110-C109)/(B110-B109)","v":-119.5},{"$f":"C109-B109*D109","v":2007},null,null,null,null,null,null,null,null,null,null,null,null,null,null,"Dezember",2005,"Dezember_2005",54.53,"2025-12-31"]
["mittlerer Batteriespeicher (Größe und Kosten)",6,{"$f":"1290","v":1290},{"$f":"(C111-C110)/(B111-B110)","v":-7.5},{"$f":"C110-B110*D110","v":1335},null,null,null,null,null,null,null,null,null,null,null,null,null,null,"Januar",2006,"Januar_2006",51.8,"2026-12-31"]
["großer Batteriespeicher (Größe und Kosten)",8,{"$f":"1275","v":1275},null,null,null,null,null,null,null,null,null,null,null,null,null,null,null,null,"Februar",2006,"Februar_2006",51.8,"2026-12-31"]
["Geschätzte Kosten pro kWh",{"$f":"IF(Batteriespeicher=0,0,IF(Batteriespeicher<=B110,E109+Batteriespeicher*D109,IF(Batteriespeicher<=B111,E110+Batteriespeicher*D110,C111)))","v":0},null,null,null,null,null,null,null,null,null,null,null,null,null,null,null,null,null,"März",2006,"März_2006",51.8,"2026-12-31"]
["Kostendegression Batteriespeicher",{"$f":"IFERROR(VLOOKUP(BasisJahr,N1:R52,4,FALSE),1)","v":0.9},null,null,null,null,null,null,null,null,null,null,null,null,null,null,null,null,null,"April",2006,"April_2006",51.8,"2026-12-31"]
["Geschätzte Kosten im Basisjahr",{"$f":"B112*B113","v":0},null,null,null,null,null,null,null,null,null,null,null,null,null,null,null,null,null,"Mai",2006,"Mai_2006",51.8,"2026-12-31"]
["Rundungsbetrag (Euro)",10,null,null,null,null,null,null,null,null,null,null,null,null,null,null,null,null,null,"Juni",2006,"Juni_2006",51.8,"2026-12-31"]
["Geschätzte Kosten gesamt",{"$f":"ROUND(E103*B114/B115,0)*B115","v":0},{"$f":"IF(OR(D116=\"\",D116=\"überschreiben\"),B116,D116)","v":0},{"$f":"IF(Eingabemaske!F70=\"\",\"\",Eingabemaske!F70)","v":"überschreiben"},{"$f":"C116","v":0},"BatterieGesamtkosten",null,null,null,null,null,null,null,null,null,null,null,null,null,"Juli",2006,"Juli_2006",51.8,"2026-12-31"]
[null,null,null,null,0.02,"BatterieWartung",null,null,null,null,null,null,null,null,null,null,null,null,null,"August",2006,"August_2006",51.8,"2026-12-31"]
[null,null,null,null,0.9,"Wirkungsgrad",null,null,null,null,null,null,null,null,null,null,null,null,null,"September",2006,"September_2006",51.8,"2026-12-31"]
[null,null,null,null,null,null,null,null,null,null,null,null,null,null,null,null,null,null,null,"Oktober",2006,"Oktober_2006",51.8,"2026-12-31"]
[null,null,null,null,null,null,null,null,null,null,null,null,null,null,null,null,null,null,null,"November",2006,"November_2006",51.8,"2026-12-31"]
[null,null,null,null,null,null,null,null,null,null,null,null,null,null,null,null,null,null,null,"Dezember",2006,"Dezember_2006",51.8,"2026-12-31"]
[null,null,null,null,null,null,null,null,null,null,null,null,null,null,null,null,null,null,null,"Januar",2007,"Januar_2007",49.21,"2027-12-31"]
[null,null,null,null,null,null,null,null,null,null,null,null,null,null,null,null,null,null,null,"Februar",2007,"Februar_2007",49.21,"2027-12-31"]
[null,null,null,null,null,null,null,null,null,null,null,null,null,null,null,null,null,null,null,"März",2007,"März_2007",49.21,"2027-12-31"]
[null,null,null,null,null,null,null,null,null,null,null,null,null,null,null,null,null,null,null,"April",2007,"April_2007",49.21,"2027-12-31"]
[null,null,null,null,null,null,null,null,null,null,null,null,null,null,null,null,null,null,null,"Mai",2007,"Mai_2007",49.21,"2027-12-31"]
[null,null,null,null,null,null,null,null,null,null,null,null,null,null,null,null,null,null,null,{"$f":"T115","v":"Juni"},{"$f":"IF(T127=\"Januar\",U126+1,U126)","v":2007},"Juni_2007",49.21,"2027-12-31"]
[null,null,null,null,null,null,null,null,null,null,null,null,null,null,null,null,null,null,null,"Juli",2007,"Juli_2007",49.21,"2027-12-31"]
[null,null,null,null,null,null,null,null,null,null,null,null,null,null,null,null,null,null,null,"August",2007,"August_2007",49.21,"2027-12-31"]
[null,null,null,null,null,null,null,null,null,null,null,null,null,null,null,null,null,null,null,"September",2007,"September_2007",49.21,{"$f":"IF(U130<2000,DATEVALUE(\"31.12.2020\"),DATEVALUE(\"31.12.\"&U130+20))","v":"2027-12-31"}]
[null,null,null,null,null,null,null,null,null,null,null,null,null,null,null,null,null,null,null,"Oktober",2007,"Oktober_2007",49.21,"2027-12-31"]
[null,null,null,null,null,null,null,null,null,null,null,null,null,null,null,null,null,null,null,"November",2007,"November_2007",49.21,"2027-12-31"]
[null,null,null,null,null,null,null,null,null,null,null,null,null,null,null,null,null,null,null,"Dezember",2007,"Dezember_2007",49.21,"2027-12-31"]
[null,null,null,null,null,null,null,null,null,null,null,null,null,null,null,null,null,null,null,"Januar",2008,"Januar_2008",46.75,"2028-12-31"]
[null,null,null,null,null,null,null,null,null,null,null,null,null,null,null,null,null,null,null,"Februar",2008,"Februar_2008",46.75,"2028-12-31"]
[null,null,null,null,null,null,null,null,null,null,null,null,null,null,null,null,null,null,null,"März",2008,"März_2008",46.75,"2028-12-31"]
[null,null,null,null,null,null,null,null,null,null,null,null,null,null,null,null,null,null,null,"April",2008,"April_2008",46.75,"2028-12-31"]
[null,null,null,null,null,null,null,null,null,null,null,null,null,null,null,null,null,null,null,"Mai",2008,"Mai_2008",46.75,"2028-12-31"]
[null,null,null,null,null,null,null,null,null,null,null,null,null,null,null,null,null,null,null,"Juni",2008,"Juni_2008",46.75,"2028-12-31"]
[null,null,null,null,null,null,null,null,null,null,null,null,null,null,null,null,null,null,null,"Juli",2008,"Juli_2008",46.75,"2028-12-31"]
[null,null,null,null,null,null,null,null,null,null,null,null,null,null,null,null,null,null,null,"August",2008,"August_2008",46.75,"2028-12-31"]
[null,null,null,null,null,null,null,null,null,null,null,null,null,null,null,null,null,null,null,"September",2008,"September_2008",46.75,"2028-12-31"]
[null,null,null,null,null,null,null,null,null,null,null,null,null,null,null,null,null,null,null,{"$f":"T131","v":"Oktober"},2008,"Oktober_2008",46.75,"2028-12-31"]
[null,null,null,null,null,null,null,null,null,null,null,null,null,null,null,null,null,null,null,"November",2008,"November_2008",46.75,"2028-12-31"]
[null,null,null,null,null,null,null,null,null,null,null,null,null,null,null,null,null,null,null,"Dezember",2008,"Dezember_2008",46.75,"2028-12-31"]
[null,null,null,null,null,null,null,null,null,null,null,null,null,null,null,null,null,null,null,"Januar",2009,"Januar_2009",43.01,"2029-12-31",25.01,25.01]
[null,null,null,null,null,null,null,null,null,null,null,null,null,null,null,null,null,null,null,"Februar",2009,"Februar_2009",43.01,"2029-12-31",25.01,25.01]
[null,null,null,null,null,null,null,null,null,null,null,null,null,null,null,null,null,null,null,"März",2009,"März_2009",43.01,"2029-12-31",25.01,25.01]
[null,null,null,null,null,null,null,null,null,null,null,null,null,null,null,null,null,null,null,"April",2009,"April_2009",43.01,"2029-12-31",25.01,25.01]
[null,null,null,null,null,null,null,null,null,null,null,null,null,null,null,null,null,null,null,"Mai",2009,"Mai_2009",43.01,"2029-12-31",25.01,25.01]
[null,null,null,null,null,null,null,null,null,null,null,null,null,null,null,null,null,null,null,"Juni",2009,"Juni_2009",43.01,"2029-12-31",25.01,25.01]
[null,null,null,null,null,null,null,null,null,null,null,null,null,null,null,null,null,null,null,"Juli",2009,"Juli_2009",43.01,"2029-12-31",25.01,25.01]
[null,null,null,null,null,null,null,null,null,null,null,null,null,null,null,null,null,null,null,"August",2009,"August_2009",43.01,"2029-12-31",25.01,25.01]
[null,null,null,null,null,null,null,null,null,null,null,null,null,null,null,null,null,null,null,"September",2009,"September_2009",43.01,"2029-12-31",25.01,25.01]
[null,null,null,null,null,null,null,null,null,null,null,null,null,null,null,null,null,null,null,"Oktober",2009,"Oktober_2009",43.01,"2029-12-31",25.01,25.01]
[null,null,null,null,null,null,null,null,null,null,null,null,null,null,null,null,null,null,null,"November",2009,"November_2009",43.01,"2029-12-31",25.01,25.01]
[null,null,null,null,null,null,null,null,null,null,null,null,null,null,null,null,null,null,null,"Dezember",2009,"Dezember_2009",43.01,"2029-12-31",25.01,25.01]
[null,null,null,null,null,null,null,null,null,null,null,null,null,null,null,null,null,null,null,"Januar",2010,"Januar_2010",39.14,"2030-12-31",22.76,22.76]
[null,null,null,null,null,null,null,null,null,null,null,null,null,null,null,null,null,null,null,"Februar",2010,"Februar_2010",39.14,"2030-12-31",22.76,22.76]
[null,null,null,null,null,null,null,null,null,null,null,null,null,null,null,null,null,null,null,"März",2010,"März_2010",39.14,"2030-12-31",22.76,22.76]
[null,null,null,null,null,null,null,null,null,null,null,null,null,null,null,null,null,null,null,"April",2010,"April_2010",39.14,"2030-12-31",22.76,22.76]
[null,null,null,null,null,null,null,null,null,null,null,null,null,null,null,null,null,null,null,"Mai",2010,"Mai_2010",39.14,"2030-12-31",22.76,22.76]
[null,null,null,null,null,null,null,null,null,null,null,null,null,null,null,null,null,null,null,"Juni",2010,"Juni_2010",39.14,"2030-12-31",22.76,22.76]
[null,null,null,null,null,null,null,null,null,null,null,null,null,null,null,null,null,null,null,"Juli",2010,"Juli_2010",34.049999999999997,"2030-12-31",17.670000000000002,22.05]
[null,null,null,null,null,null,null,null,null,null,null,null,null,null,null,null,null,null,null,"August",2010,"August_2010",34.049999999999997,"2030-12-31",17.670000000000002,22.05]
[null,null,null,null,null,null,null,null,null,null,null,null,null,null,null,null,null,null,null,"September",2010,"September_2010",34.049999999999997,"2030-12-31",17.670000000000002,22.05]
[null,null,null,null,null,null,null,null,null,null,null,null,null,null,null,null,null,null,null,"Oktober",2010,"Oktober_2010",33.03,"2030-12-31",16.649999999999999,21.03]
[null,null,null,null,null,null,null,null,null,null,null,null,null,null,null,null,null,null,null,"November",{"$f":"IF(T168=\"Januar\",U167+1,U167)","v":2010},{"$f":"T168&\"_\"&U168","v":"November_2010"},33.03,"2030-12-31",16.649999999999999,21.03]
[null,null,null,null,null,null,null,null,null,null,null,null,null,null,null,null,null,null,null,"Dezember",2010,"Dezember_2010",33.03,"2030-12-31",16.649999999999999,21.03]
[null,null,null,null,null,null,null,null,null,null,null,null,null,null,null,null,null,null,null,"Januar",2011,"Januar_2011",28.74,"2031-12-31",12.36,16.739999999999998]
[null,null,null,null,null,null,null,null,null,null,null,null,null,null,null,null,null,null,null,"Februar",2011,"Februar_2011",28.74,"2031-12-31",12.36,16.739999999999998]
[null,null,null,null,null,null,null,null,null,null,null,null,null,null,null,null,null,null,null,"März",2011,"März_2011",28.74,"2031-12-31",12.36,16.739999999999998]
[null,null,null,null,null,null,null,null,null,null,null,null,null,null,null,null,null,null,null,"April",2011,"April_2011",28.74,"2031-12-31",12.36,16.739999999999998]
[null,null,null,null,null,null,null,null,null,null,null,null,null,null,null,null,null,null,null,"Mai",2011,"Mai_2011",28.74,"2031-12-31",12.36,16.739999999999998]
[null,null,null,null,null,null,null,null,null,null,null,null,null,null,null,null,null,null,null,"Juni",2011,"Juni_2011",28.74,"2031-12-31",12.36,16.739999999999998]
[null,null,null,null,null,null,null,null,null,null,null,null,null,null,null,null,null,null,null,"Juli",2011,"Juli_2011",28.74,"2031-12-31",12.36,16.739999999999998]
[null,null,null,null,null,null,null,null,null,null,null,null,null,null,null,null,null,null,null,"August",2011,"August_2011",28.74,"2031-12-31",12.36,16.739999999999998]
[null,null,null,null,null,null,null,null,null,null,null,null,null,null,null,null,null,null,null,"September",2011,"September_2011",28.74,"2031-12-31",12.36,16.739999999999998]
[null,null,null,null,null,null,null,null,null,null,null,null,null,null,null,null,null,null,null,"Oktober",2011,"Oktober_2011",28.74,"2031-12-31",12.36,16.739999999999998]
[null,null,null,null,null,null,null,null,null,null,null,null,null,null,null,null,null,null,null,"November",2011,"November_2011",28.74,"2031-12-31",12.36,16.739999999999998]
[null,null,null,null,null,null,null,null,null,null,null,null,null,null,null,null,null,null,null,"Dezember",2011,"Dezember_2011",28.74,"2031-12-31",12.36,16.739999999999998]
[null,null,null,null,null,null,null,null,null,null,null,null,null,null,null,null,null,null,null,"Januar",2012,"Januar_2012",24.43,"2032-12-31",8.0500000000000007,12.43]
[null,null,null,null,null,null,null,null,null,null,null,null,null,null,null,null,null,null,null,"Februar",2012,"Februar_2012",24.43,"2032-12-31",8.0500000000000007,12.43]
[null,null,null,null,null,null,null,null,null,null,null,null,null,null,null,null,null,null,null,"März",2012,"März_2012",24.43,"2032-12-31",8.0500000000000007,12.43]
[null,null,null,null,null,null,null,null,null,null,null,null,null,null,null,null,null,null,null,"April",2012,"April_2012",19.5,"2032-12-31"]
[null,null,null,null,null,null,null,null,null,null,null,null,null,null,null,null,null,null,null,"Mai",2012,"Mai_2012",19.309999999999999,"2032-12-31"]
[null,null,null,null,null,null,null,null,null,null,null,null,null,null,null,null,null,null,null,"Juni",2012,"Juni_2012",19.11,"2032-12-31"]
[null,null,null,null,null,null,null,null,null,null,null,null,null,null,null,null,null,null,null,"Juli",2012,"Juli_2012",18.920000000000002,"2032-12-31"]
[null,null,null,null,null,null,null,null,null,null,null,null,null,null,null,null,null,null,null,"August",2012,"August_2012",18.73,"2032-12-31"]
[null,null,null,null,null,null,null,null,null,null,null,null,null,null,null,null,null,null,null,"September",2012,"September_2012",18.54,"2032-12-31"]
[null,null,null,null,null,null,null,null,null,null,null,null,null,null,null,null,null,null,null,"Oktober",2012,"Oktober_2012",18.36,"2032-12-31"]
[null,null,null,null,null,null,null,null,null,null,null,null,null,null,null,null,null,null,null,"November",2012,"November_2012",17.899999999999999,"2032-12-31"]
[null,null,null,null,null,null,null,null,null,null,null,null,null,null,null,null,null,null,null,"Dezember",2012,"Dezember_2012",17.45,"2032-12-31"]
[null,null,null,null,null,null,null,null,null,null,null,null,null,null,null,null,null,null,null,"Januar",2013,"Januar_2013",17.02,{"$f":"IF(U194<2000,DATEVALUE(\"31.12.2020\"),DATEVALUE(\"31.12.\"&U194+20))","v":"2033-12-31"}]
[null,null,null,null,null,null,null,null,null,null,null,null,null,null,null,null,null,null,null,"Februar",2013,"Februar_2013",16.64,"2033-12-31"]
[null,null,null,null,null,null,null,null,null,null,null,null,null,null,null,null,null,null,null,"März",2013,"März_2013",16.28,"2033-12-31"]
[null,null,null,null,null,null,null,null,null,null,null,null,null,null,null,null,null,null,null,"April",2013,"April_2013",15.92,"2033-12-31"]
[null,null,null,null,null,null,null,null,null,null,null,null,null,null,null,null,null,null,null,"Mai",2013,"Mai_2013",15.63,"2033-12-31"]
[null,null,null,null,null,null,null,null,null,null,null,null,null,null,null,null,null,null,null,"Juni",2013,"Juni_2013",15.35,"2033-12-31"]
[null,null,null,null,null,null,null,null,null,null,null,null,null,null,null,null,null,null,null,"Juli",2013,"Juli_2013",15.07,"2033-12-31"]
[null,null,null,null,null,null,null,null,null,null,null,null,null,null,null,null,null,null,null,"August",2013,"August_2013",14.8,"2033-12-31"]
[null,null,null,null,null,null,null,null,null,null,null,null,null,null,null,null,null,null,null,"September",2013,"September_2013",14.54,"2033-12-31"]
[null,null,null,null,null,null,null,null,null,null,null,null,null,null,null,null,null,null,null,"Oktober",2013,"Oktober_2013",14.27,"2033-12-31"]
[null,null,null,null,null,null,null,null,null,null,null,null,null,null,null,null,null,null,null,"November",2013,"November_2013",14.07,"2033-12-31"]
[null,null,null,null,null,null,null,null,null,null,null,null,null,null,null,null,null,null,null,"Dezember",2013,"Dezember_2013",13.88,"2033-12-31"]
[null,null,null,null,null,null,null,null,null,null,null,null,null,null,null,null,null,null,null,"Januar",2014,"Januar_2014",13.68,"2034-12-31"]
[null,null,null,null,null,null,null,null,null,null,null,null,null,null,null,null,null,null,null,{"$f":"T195","v":"Februar"},2014,"Februar_2014",13.55,"2034-12-31"]
[null,null,null,null,null,null,null,null,null,null,null,null,null,null,null,null,null,null,null,"März",2014,"März_2014",13.41,"2034-12-31"]
[null,null,null,null,null,null,null,null,null,null,null,null,null,null,null,null,null,null,null,"April",2014,"April_2014",13.28,"2034-12-31"]
[null,null,null,null,null,null,null,null,null,null,null,null,null,null,null,null,null,null,null,"Mai",2014,"Mai_2014",13.14,"2034-12-31"]
[null,null,null,null,null,null,null,null,null,null,null,null,null,null,null,null,null,null,null,"Juni",2014,"Juni_2014",13.01,"2034-12-31"]
[null,null,null,null,null,null,null,null,null,null,null,null,null,null,null,null,null,null,null,"Juli",2014,"Juli_2014",12.88,"2034-12-31"]
[null,null,null,null,null,null,null,null,null,null,null,null,null,null,null,null,null,null,null,"August",2014,"August_2014",12.75,"2034-12-31"]
[null,null,null,null,null,null,null,null,null,null,null,null,null,null,null,null,null,null,null,"September",2014,"September_2014",12.69,"2034-12-31"]
[null,null,null,null,null,null,null,null,null,null,null,null,null,null,null,null,null,null,null,"Oktober",2014,"Oktober_2014",12.65,"2034-12-31"]
[null,null,null,null,null,null,null,null,null,null,null,null,null,null,null,null,null,null,null,"November",2014,"November_2014",12.62,"2034-12-31"]
[null,null,null,null,null,null,null,null,null,null,null,null,null,null,null,null,null,null,null,"Dezember",2014,"Dezember_2014",12.59,"2034-12-31"]
[null,null,null,null,null,null,null,null,null,null,null,null,null,null,null,null,null,null,null,"Januar",2015,"Januar_2015",12.56,"2035-12-31"]
[null,null,null,null,null,null,null,null,null,null,null,null,null,null,null,null,null,null,null,"Februar",2015,"Februar_2015",12.53,"2035-12-31"]
[null,null,null,null,null,null,null,null,null,null,null,null,null,null,null,null,null,null,null,"März",2015,"März_2015",12.5,"2035-12-31"]
[null,null,null,null,null,null,null,null,null,null,null,null,null,null,null,null,null,null,null,"April",2015,"April_2015",12.47,"2035-12-31"]
[null,null,null,null,null,null,null,null,null,null,null,null,null,null,null,null,null,null,null,"Mai",2015,"Mai_2015",12.43,"2035-12-31"]
[null,null,null,null,null,null,null,null,null,null,null,null,null,null,null,null,null,null,null,"Juni",2015,"Juni_2015",12.4,"2035-12-31"]
[null,null,null,null,null,null,null,null,null,null,null,null,null,null,null,null,null,null,null,"Juli",2015,"Juli_2015",12.37,"2035-12-31"]
[null,null,null,null,null,null,null,null,null,null,null,null,null,null,null,null,null,null,null,"August",2015,"August_2015",12.34,"2035-12-31"]
[null,null,null,null,null,null,null,null,null,null,null,null,null,null,null,null,null,null,null,"September",2015,"September_2015",12.31,"2035-12-31"]
[null,null,null,null,null,null,null,null,null,null,null,null,null,null,null,null,null,null,null,"Oktober",2015,"Oktober_2015",12.31,"2035-12-31"]
[null,null,null,null,null,null,null,null,null,null,null,null,null,null,null,null,null,null,null,"November",2015,"November_2015",12.31,"2035-12-31"]
[null,null,null,null,null,null,null,null,null,null,null,null,null,null,null,null,null,null,null,"Dezember",2015,"Dezember_2015",12.31,"2035-12-31"]
[null,null,null,null,null,null,null,null,null,null,null,null,null,null,null,null,null,null,null,"Januar",2016,"Januar_2016",12.31,"2036-12-31"]
[null,null,null,null,null,null,null,null,null,null,null,null,null,null,null,null,null,null,null,"Februar",2016,"Februar_2016",12.31,"2036-12-31"]
[null,null,null,null,null,null,null,null,null,null,null,null,null,null,null,null,null,null,null,"März",{"$f":"IF(T232=\"Januar\",U231+1,U231)","v":2016},{"$f":"T232&\"_\"&U232","v":"März_2016"},12.31,"2036-12-31"]
[null,null,null,null,null,null,null,null,null,null,null,null,null,null,null,null,null,null,null,"April",2016,"April_2016",12.31,"2036-12-31"]
[null,null,null,null,null,null,null,null,null,null,null,null,null,null,null,null,null,null,null,"Mai",2016,"Mai_2016",12.31,"2036-12-31"]
[null,null,null,null,null,null,null,null,null,null,null,null,null,null,null,null,null,null,null,"Juni",2016,"Juni_2016",12.31,"2036-12-31"]
[null,null,null,null,null,null,null,null,null,null,null,null,null,null,null,null,null,null,null,"Juli",2016,"Juli_2016",12.31,"2036-12-31"]
[null,null,null,null,null,null,null,null,null,null,null,null,null,null,null,null,null,null,null,"August",2016,"August_2016",12.31,"2036-12-31"]
[null,null,null,null,null,null,null,null,null,null,null,null,null,null,null,null,null,null,null,"September",2016,"September_2016",12.31,"2036-12-31"]
[null,null,null,null,null,null,null,null,null,null,null,null,null,null,null,null,null,null,null,"Oktober",2016,"Oktober_2016",12.31,"2036-12-31"]
[null,null,null,null,null,null,null,null,null,null,null,null,null,null,null,null,null,null,null,"November",2016,"November_2016",12.31,"2036-12-31"]
[null,null,null,null,null,null,null,null,null,null,null,null,null,null,null,null,null,null,null,"Dezember",2016,"Dezember_2016",12.31,"2036-12-31"]
[null,null,null,null,null,null,null,null,null,null,null,null,null,null,null,null,null,null,null,"Januar",2017,"Januar_2017",12.3,"2037-12-31"]
[null,null,null,null,null,null,null,null,null,null,null,null,null,null,null,null,null,null,null,"Februar",2017,"Februar_2017",12.3,"2037-12-31"]
[null,null,null,null,null,null,null,null,null,null,null,null,null,null,null,null,null,null,null,"März",2017,"März_2017",12.3,"2037-12-31"]
[null,null,null,null,null,null,null,null,null,null,null,null,null,null,null,null,null,null,null,"April",2017,"April_2017",12.3,"2037-12-31"]
[null,null,null,null,null,null,null,null,null,null,null,null,null,null,null,null,null,null,null,"Mai",2017,"Mai_2017",12.27,"2037-12-31"]
[null,null,null,null,null,null,null,null,null,null,null,null,null,null,null,null,null,null,null,"Juni",2017,"Juni_2017",12.24,"2037-12-31"]
[null,null,null,null,null,null,null,null,null,null,null,null,null,null,null,null,null,null,null,"Juli",2017,"Juli_2017",12.2,"2037-12-31"]
[null,null,null,null,null,null,null,null,null,null,null,null,null,null,null,null,null,null,null,"August",2017,"August_2017",12.2,"2037-12-31"]
[null,null,null,null,null,null,null,null,null,null,null,null,null,null,null,null,null,null,null,"September",2017,"September_2017",12.2,"2037-12-31"]
[null,null,null,null,null,null,null,null,null,null,null,null,null,null,null,null,null,null,null,"Oktober",2017,"Oktober_2017",12.2,"2037-12-31"]
[null,null,null,null,null,null,null,null,null,null,null,null,null,null,null,null,null,null,null,"November",2017,"November_2017",12.2,"2037-12-31"]
[null,null,null,null,null,null,null,null,null,null,null,null,null,null,null,null,null,null,null,"Dezember",2017,"Dezember_2017",12.2,"2037-12-31"]
[null,null,null,null,null,null,null,null,null,null,null,null,null,null,null,null,null,null,null,"Januar",2018,"Januar_2018",12.2,"2038-12-31"]
[null,null,null,null,null,null,null,null,null,null,null,null,null,null,null,null,null,null,null,"Februar",2018,"Februar_2018",12.2,"2038-12-31"]
[null,null,null,null,null,null,null,null,null,null,null,null,null,null,null,null,null,null,null,"März",2018,"März_2018",12.2,"2038-12-31"]
[null,null,null,null,null,null,null,null,null,null,null,null,null,null,null,null,null,null,null,"April",2018,"April_2018",12.2,"2038-12-31"]
[null,null,null,null,null,null,null,null,null,null,null,null,null,null,null,null,null,null,null,"Mai",2018,"Mai_2018",12.2,{"$f":"IF(U258<2000,DATEVALUE(\"31.12.2020\"),DATEVALUE(\"31.12.\"&U258+20))","v":"2038-12-31"}]
[null,null,null,null,null,null,null,null,null,null,null,null,null,null,null,null,null,null,null,"Juni",2018,"Juni_2018",12.2,"2038-12-31"]
[null,null,null,null,null,null,null,null,null,null,null,null,null,null,null,null,null,null,null,"Juli",2018,"Juli_2018",12.2,"2038-12-31"]
[null,null,null,null,null,null,null,null,null,null,null,null,null,null,null,null,null,null,null,"August",2018,"August_2018",12.2,"2038-12-31"]
[null,null,null,null,null,null,null,null,null,null,null,null,null,null,null,null,null,null,null,"September",2018,"September_2018",12.2,"2038-12-31"]
[null,null,null,null,null,null,null,null,null,null,null,null,null,null,null,null,null,null,null,"Oktober",2018,"Oktober_2018",12.2,"2038-12-31"]
[null,null,null,null,null,null,null,null,null,null,null,null,null,null,null,null,null,null,null,"November",2018,"November_2018",12.2,"2038-12-31"]
[null,null,null,null,null,null,null,null,null,null,null,null,null,null,null,null,null,null,null,"Dezember",2018,"Dezember_2018",12.2,"2038-12-31"]
[null,null,null,null,null,null,null,null,null,null,null,null,null,null,null,null,null,null,null,"Januar",2019,"Januar_2019",12.2,"2039-12-31"]
[null,null,null,null,null,null,null,null,null,null,null,null,null,null,null,null,null,null,null,"Februar",2019,"Februar_2019",12.2,"2039-12-31"]
[null,null,null,null,null,null,null,null,null,null,null,null,null,null,null,null,null,null,null,"März",2019,"März_2019",12.2,"2039-12-31"]
[null,null,null,null,null,null,null,null,null,null,null,null,null,null,null,null,null,null,null,"April",2019,"April_2019",12.2,"2039-12-31"]
[null,null,null,null,null,null,null,null,null,null,null,null,null,null,null,null,null,null,null,"Mai",2019,"Mai_2019",12.2,"2039-12-31"]
[null,null,null,null,null,null,null,null,null,null,null,null,null,null,null,null,null,null,null,{"$f":"T259","v":"Juni"},2019,"Juni_2019",12.2,"2039-12-31"]
[null,null,null,null,null,null,null,null,null,null,null,null,null,null,null,null,null,null,null,"Juli",2019,"Juli_2019",12.2,"2039-12-31"]
[null,null,null,null,null,null,null,null,null,null,null,null,null,null,null,null,null,null,null,"August",2019,"August_2019",12.2,"2039-12-31"]
[null,null,null,null,null,null,null,null,null,null,null,null,null,null,null,null,null,null,null,"September",2019,"September_2019",12.2,"2039-12-31"]
[null,null,null,null,null,null,null,null,null,null,null,null,null,null,null,null,null,null,null,"Oktober",2019,"Oktober_2019",12.2,"2039-12-31"]
[null,null,null,null,null,null,null,null,null,null,null,null,null,null,null,null,null,null,null,"November",2019,"November_2019",12.2,"2039-12-31"]
[null,null,null,null,null,null,null,null,null,null,null,null,null,null,null,null,null,null,null,"Dezember",2019,"Dezember_2019",12.2,"2039-12-31"]
[null,null,null,null,null,null,null,null,null,null,null,null,null,null,null,null,null,null,null,"Januar",2020,"Januar_2020",12.2,"2040-12-31"]
[null,null,null,null,null,null,null,null,null,null,null,null,null,null,null,null,null,null,null,"Februar",2020,"Februar_2020",12.2,"2040-12-31"]
[null,null,null,null,null,null,null,null,null,null,null,null,null,null,null,null,null,null,null,"März",2020,"März_2020",12.2,"2040-12-31"]
[null,null,null,null,null,null,null,null,null,null,null,null,null,null,null,null,null,null,null,"April",2020,"April_2020",12.2,"2040-12-31"]
[null,null,null,null,null,null,null,null,null,null,null,null,null,null,null,null,null,null,null,"Mai",2020,"Mai_2020",12.2,"2040-12-31"]
[null,null,null,null,null,null,null,null,null,null,null,null,null,null,null,null,null,null,null,"Juni",2020,"Juni_2020",12.2,"2040-12-31"]
[null,null,null,null,null,null,null,null,null,null,null,null,null,null,null,null,null,null,null,"Juli",2020,"Juli_2020",12.2,"2040-12-31"]
[null,null,null,null,null,null,null,null,null,null,null,null,null,null,null,null,null,null,null,"August",2020,"August_2020",12.2,"2040-12-31"]
[null,null,null,null,null,null,null,null,null,null,null,null,null,null,null,null,null,null,null,"September",2020,"September_2020",12.2,"2040-12-31"]
[null,null,null,null,null,null,null,null,null,null,null,null,null,null,null,null,null,null,null,"Oktober",2020,"Oktober_2020",12.2,"2040-12-31"]
[null,null,null,null,null,null,null,null,null,null,null,null,null,null,null,null,null,null,null,"November",2020,"November_2020",12.2,"2040-12-31"]
[null,null,null,null,null,null,null,null,null,null,null,null,null,null,null,null,null,null,null,"Dezember",2020,"Dezember_2020",12.2,"2040-12-31"]
[null,null,null,null,null,null,null,null,null,null,null,null,null,null,null,null,null,null,null,"Januar",{"$f":"IF(T290=\"Januar\",U289+1,U289)","v":2021},{"$f":"T290&\"_\"&U290","v":"Januar_2021"},null,"2041-12-31"]
[null,null,null,null,null,null,null,null,null,null,null,null,null,null,null,null,null,null,null,"Februar",2021,"Februar_2021",null,"2041-12-31"]
[null,null,null,null,null,null,null,null,null,null,null,null,null,null,null,null,null,null,null,"März",2021,"März_2021",null,"2041-12-31"]
[null,null,null,null,null,null,null,null,null,null,null,null,null,null,null,null,null,null,null,"April",2021,"April_2021",null,"2041-12-31"]
[null,null,null,null,null,null,null,null,null,null,null,null,null,null,null,null,null,null,null,"Mai",2021,"Mai_2021",null,"2041-12-31"]
[null,null,null,null,null,null,null,null,null,null,null,null,null,null,null,null,null,null,null,"Juni",2021,"Juni_2021",null,"2041-12-31"]
[null,null,null,null,null,null,null,null,null,null,null,null,null,null,null,null,null,null,null,"Juli",2021,"Juli_2021",null,"2041-12-31"]
[null,null,null,null,null,null,null,null,null,null,null,null,null,null,null,null,null,null,null,"August",2021,"August_2021",null,"2041-12-31"]
[null,null,null,null,null,null,null,null,null,null,null,null,null,null,null,null,null,null,null,"September",2021,"September_2021",null,"2041-12-31"]
[null,null,null,null,null,null,null,null,null,null,null,null,null,null,null,null,null,null,null,"Oktober",2021,"Oktober_2021",null,"2041-12-31"]
[null,null,null,null,null,null,null,null,null,null,null,null,null,null,null,null,null,null,null,"November",2021,"November_2021",null,"2041-12-31"]
[null,null,null,null,null,null,null,null,null,null,null,null,null,null,null,null,null,null,null,"Dezember",2021,"Dezember_2021",null,"2041-12-31"]
[null,null,null,null,null,null,null,null,null,null,null,null,null,null,null,null,null,null,null,"Januar",2022,"Januar_2022",null,"2042-12-31"]
[null,null,null,null,null,null,null,null,null,null,null,null,null,null,null,null,null,null,null,"Februar",2022,"Februar_2022",null,"2042-12-31"]
[null,null,null,null,null,null,null,null,null,null,null,null,null,null,null,null,null,null,null,"März",2022,"März_2022",null,"2042-12-31"]
[null,null,null,null,null,null,null,null,null,null,null,null,null,null,null,null,null,null,null,"April",2022,"April_2022",null,"2042-12-31"]
[null,null,null,null,null,null,null,null,null,null,null,null,null,null,null,null,null,null,null,"Mai",2022,"Mai_2022",null,"2042-12-31"]
[null,null,null,null,null,null,null,null,null,null,null,null,null,null,null,null,null,null,null,"Juni",2022,"Juni_2022",null,"2042-12-31"]
[null,null,null,null,null,null,null,null,null,null,null,null,null,null,null,null,null,null,null,"Juli",2022,"Juli_2022",null,"2042-12-31"]
[null,null,null,null,null,null,null,null,null,null,null,null,null,null,null,null,null,null,null,"August",2022,"August_2022",null,"2042-12-31"]
[null,null,null,null,null,null,null,null,null,null,null,null,null,null,null,null,null,null,null,"September",2022,"September_2022",null,"2042-12-31"]
[null,null,null,null,null,null,null,null,null,null,null,null,null,null,null,null,null,null,null,"Oktober",2022,"Oktober_2022",null,"2042-12-31"]
[null,null,null,null,null,null,null,null,null,null,null,null,null,null,null,null,null,null,null,"November",2022,"November_2022",null,"2042-12-31"]
[null,null,null,null,null,null,null,null,null,null,null,null,null,null,null,null,null,null,null,"Dezember",2022,"Dezember_2022",null,"2042-12-31"]

{"sheet":"Daten","index":8,"n_rows":8789,"n_cols":13,"rows_kept":4500,"cut":true,"hidden":true,"merged":[],"bounds":{"rows_first":2000,"rows_last":500,"rows_between":2000,"halvings":0}}
[null,"Normierte Lastkurven / Produktionskurven",null,null,"Szenario 1 (ohne Einsparungen)",null,null,"Szenario 2 (mit Einsparungen)",null,null,"Referenzszenario (mit oder ohne Bestands-PV)"]
[]
[null,null,null,null,null,null,null,null,null,null,"PV Bestandsanlage",{"$f":"PVExist","v":"Nein"}]
[null,null,null,null,"Warmwasser",{"$f":"ElektrischWarmwasser","v":"Nein"},null,"Warmwasser",{"$f":"ElektrischWarmwasser","v":"Nein"},null,"Warmwasser",{"$f":"ElektrischWarmwasser","v":"Nein"}]
[null,null,null,null,null,"kWh / Jahr","Skalierung",null,"kWh / Jahr","Skalierung",null,"kWh / Jahr","Skalierung"]
[null,null,null,null,"Verbrauch ohne WW",{"$f":"SEK!F9","v":0},{"$f":"F6/$B$27","v":0},"Verbrauch ohne WW",{"$f":"SEK!F17","v":0},{"$f":"I6/$B$27","v":0},"Verbrauch ohne WW",{"$f":"F6","v":0},{"$f":"L6/$B$27","v":0}]
[null,null,null,null,"Warmwasser",{"$f":"SEK!E9","v":0},{"$f":"F7/$C$27","v":0},"Warmwasser",{"$f":"SEK!E17","v":0},{"$f":"I7/$C$27","v":0},"Warmwasser",{"$f":"F7","v":0},{"$f":"L7/$C$27","v":0}]
[null,null,null,null,"PV-Produktion",{"$f":"Solarproduktion","v":0},{"$f":"F8/$D$27","v":0},"PV-Produktion",{"$f":"Solarproduktion","v":0},{"$f":"I8/$D$27","v":0},"PV-Produktion",{"$f":"IF(L3=\"Ja\",Solarproduktion,0)","v":0},{"$f":"L8/$D$27","v":0}]
[]
[null,null,null,null,"Jahresstromverbrauch",{"$f":"'S1'!Q8","v":0},null,"Jahresstromverbrauch",{"$f":"'S2'!Q8","v":0},null,"Jahresstromverbrauch",{"$f":"SR!Q8","v":0}]
[null,null,null,null,"PV-Produktion",{"$f":"'S1'!Q9","v":0},null,"PV-Produktion",{"$f":"'S2'!Q9","v":0},null,"PV-Produktion",{"$f":"SR!Q9","v":0}]
["Normierung Daten",null,null,null,"Eigenverbrauch (kWh)",{"$f":"'S1'!Q10","v":0},null,"Eigenverbrauch (kWh)",{"$f":"'S2'!Q10","v":0},null,"Eigenverbrauch (kWh)",{"$f":"SR!Q10","v":0}]
["Einheit",null,null,null,"Bezug (kWh)",{"$f":"'S1'!Q11","v":0},null,"Bezug (kWh)",{"$f":"'S2'!Q11","v":0},null,"Bezug (kWh)",{"$f":"SR!Q11","v":0}]
["Skalierung der Lastkurven",null,null,null,"Einspeisung (kWh)",{"$f":"'S1'!Q12","v":0},null,"Einspeisung (kWh)",{"$f":"'S2'!Q12","v":0},null,"Einspeisung (kWh)",{"$f":"SR!Q12","v":0}]
[null,null,null,null,"Verluste (Speicherung - Entnahme)",{"$f":"'S1'!Q13","v":0},null,"Verluste (Speicherung - Entnahme)",{"$f":"'S2'!Q13","v":0},null,"Verluste (Speicherung - Entnahme)",{"$f":"SR!Q13","v":0}]
[null,null,null,null,"Volllastzyklen",{"$f":"'S1'!Q14","v":"-"},null,"Volllastzyklen",{"$f":"'S2'!Q14","v":"-"},null,"Volllastzyklen",{"$f":"SR!Q14","v":"-"}]
[null,null,null,null,"Direktverbrauch",{"$f":"'S1'!Q15","v":0},null,"Direktverbrauch",{"$f":"'S2'!Q15","v":0},null,"Direktverbrauch",{"$f":"SR!Q15","v":0}]
[null,null,null,null,"Eigenverbrauch aus Batterie",{"$f":"'S1'!Q16","v":0},null,"Eigenverbrauch aus Batterie",{"$f":"'S2'!Q16","v":0},null,"Eigenverbrauch aus Batterie",{"$f":"SR!Q16","v":0}]
[null,null,null,null,"Einspeicherung (kWh)",{"$f":"'S1'!Q17","v":0},null,"Einspeicherung (kWh)",{"$f":"'S2'!Q17","v":0},null,"Einspeicherung (kWh)",{"$f":"SR!Q17","v":0}]
[null,null,null,null,"Direktverbrauchsquote",{"$f":"'S1'!Q18","v":{"$error":"#DIV/0!"}},null,"Direktverbrauchsquote",{"$f":"'S2'!Q18","v":{"$error":"#DIV/0!"}},null,"Direktverbrauchsquote",{"$f":"SR!Q18","v":"-"}]
[null,null,null,null,"Eigenverbrauchsquote über Batterie",{"$f":"'S1'!Q19","v":{"$error":"#DIV/0!"}},null,"Eigenverbrauchsquote über Batterie",{"$f":"'S2'!Q19","v":{"$error":"#DIV/0!"}},null,"Eigenverbrauchsquote über Batterie",{"$f":"SR!Q19","v":"-"}]
[null,null,null,null,"Eigenverbrauchsquote",{"$f":"'S1'!Q20","v":{"$error":"#DIV/0!"}},null,"Eigenverbrauchsquote",{"$f":"'S2'!Q20","v":{"$error":"#DIV/0!"}},null,"Eigenverbrauchsquote",{"$f":"SR!Q20","v":"-"}]
[null,null,null,null,"Einspeisequote",{"$f":"'S1'!Q21","v":{"$error":"#DIV/0!"}},null,"Einspeisequote",{"$f":"'S2'!Q21","v":{"$error":"#DIV/0!"}},null,"Einspeisequote",{"$f":"SR!Q21","v":"-"}]
[null,null,null,null,"Verluste Batterie",{"$f":"'S1'!Q22","v":{"$error":"#DIV/0!"}},null,"Verluste Batterie",{"$f":"'S2'!Q22","v":{"$error":"#DIV/0!"}},null,"Verluste Batterie",{"$f":"SR!Q22","v":"-"}]
[null,"Lastkurve ohne WW (W)","Lastkurve Warmwasser","PV-Produktion (W/Wpeak)"]
[null,"Normierung ","Normierung ","Normierung","Eigenverbrauchsquote",{"$f":"F12/F11","v":{"$error":"#DIV/0!"}},null,"Eigenverbrauchsquote",{"$f":"I12/I11","v":{"$error":"#DIV/0!"}},null,"Eigenverbrauchsquote",{"$f":"IF(L11>0,L12/L11,\"\")","v":""}]
[null,3000,365,1000,"Autarkiegrad",{"$f":"F12/F10","v":{"$error":"#DIV/0!"}},null,"Autarkiegrad",{"$f":"I12/I10","v":{"$error":"#DIV/0!"}},null,"Autarkiegrad",{"$f":"L12/L10","v":{"$error":"#DIV/0!"}}]
[null,"kWh","kWh","Wh/Wpeak"]
[null,"Daten","Daten","Daten",null,"Lastkurve (W)","PV-Produktion (W)",null,"Lastkurve (W)","PV-Produktion (W)",null,"Lastkurve (W)","PV-Produktion (W)"]
[1,296.98360152774563,0,0,null,{"$f":"$B30*G$6+$C30*G$7","v":0},{"$f":"$D30*G$8","v":0},null,{"$f":"$B30*J$6+$C30*J$7","v":0},{"$f":"$D30*J$8","v":0},null,{"$f":"$B30*M$6+$C30*M$7","v":0},{"$f":"$D30*M$8","v":0}]
[2,212.44195448680466,0,0,null,{"$f":"B31*$G$6+C31*$G$7","v":0},{"$f":"D31*$G$8","v":0},null,0,{"$f":"$D31*J$8","v":0},null,0,{"$f":"$D31*M$8","v":0}]
[3,184.72760422778362,0,0,null,0,0,null,0,0,null,0,0]
[4,244.84594044654673,0,0,null,0,0,null,0,0,null,0,0]
[5,207.48300868239417,0,0,null,0,0,null,0,0,null,0,0]
[6,85.505797229744033,0,0,null,0,0,null,0,0,null,0,0]
[7,129.81106947241651,45.454545454545453,0,null,0,0,null,0,0,null,0,0]
[8,257.21415089234051,0,0,null,0,0,null,0,0,null,0,0]
[9,320.38481214358194,318.18181818181819,0.68308863714166668,null,0,0,null,0,0,null,0,0]
[10,67.833567035775744,90.909090909090878,12.935751409561199,null,0,0,null,0,0,null,0,0]
[11,624.66693877673936,0,26.678122605984381,null,0,0,null,0,0,null,0,0]
[12,1179.007805977898,0,39.263972250224484,null,0,0,null,0,0,null,0,0]
[13,261.74501401292241,0,50.935314265202202,null,0,0,null,0,0,null,0,0]
[14,433.28551371883958,90.909090909090878,44.136793502392763,null,0,0,null,0,0,null,0,0]
[15,858.1476604453303,90.909090909090821,30.39382394408937,null,0,0,null,0,0,null,0,0]
[16,309.45970497085773,0,14.506368577569482,null,0,0,null,0,0,null,0,0]
[17,294.47130160720712,0,0.81653558573508678,null,0,0,null,0,0,null,0,0]
[18,281.51945891379142,45.454545454545524,0,null,0,0,null,0,0,null,0,0]
[19,298.26702316478367,90.909090909090821,0,null,0,0,null,0,0,null,0,0]
[20,320.24276068243154,181.81818181818187,0,null,0,0,null,0,0,null,0,0]
[21,798.57428946042705,0,0,null,0,0,null,0,0,null,0,0]
[22,420.57287209607449,0,0,null,0,0,null,0,0,null,0,0]
[23,449.19371636260803,45.454545454545524,0,null,0,0,null,0,0,null,0,0]
[24,284.81070036305522,0,0,null,0,0,null,0,0,null,0,0]
[25,831.77264335191512,0,0,null,0,0,null,0,0,null,0,0]
[26,273.17910066150716,0,0,null,0,0,null,0,0,null,0,0]
[27,323.21840363656025,0,0,null,0,0,null,0,0,null,0,0]
[28,128.95022108955655,0,0,null,0,0,null,0,0,null,0,0]
[29,135.63857686119744,0,0,null,0,0,null,0,0,null,0,0]
[30,83.825421186401456,0,0,null,0,0,null,0,0,null,0,0]
[31,128.02050483606789,45.454545454545453,0,null,0,0,null,0,0,null,0,0]
[32,59.117741152823243,0,0,null,0,0,null,0,0,null,0,0]
[33,437.08307175296608,318.18181818181819,0.66646712934732788,null,0,0,null,0,0,null,0,0]
[34,818.80032394496595,90.909090909090878,8.8858968644839873,null,0,0,null,0,0,null,0,0]
[35,139.60898406821966,0,19.316508963410211,null,0,0,null,0,0,null,0,0]
[36,58.344859996713204,0,27.792945227946849,null,0,0,null,0,0,null,0,0]
[37,1079.1948849267712,0,28.839345571380822,null,0,0,null,0,0,null,0,0]
[38,872.0806499180203,90.909090909090878,24.660477882583979,null,0,0,null,0,0,null,0,0]
[39,270.30877963752653,90.909090909090821,18.385399425760006,null,0,0,null,0,0,null,0,0]
[40,181.94257835717255,0,9.1399946716264022,null,0,0,null,0,0,null,0,0]
[41,460.94413609694777,0,0.85752423274066258,null,0,0,null,0,0,null,0,0]
[42,651.6648887159489,45.454545454545524,0,null,0,0,null,0,0,null,0,0]
[43,373.04182879314942,90.909090909090821,0,null,0,0,null,0,0,null,0,0]
[44,609.05973463953239,181.81818181818187,0,null,0,0,null,0,0,null,0,0]
[45,891.82359006367255,0,0,null,0,0,null,0,0,null,0,0]
[46,558.06032172408629,0,0,null,0,0,null,0,0,null,0,0]
[47,605.62488072405097,45.454545454545524,0,null,0,0,null,0,0,null,0,0]
[48,237.4916782778393,0,0,null,0,0,null,0,0,null,0,0]
[49,255.4043032522157,0,0,null,0,0,null,0,0,null,0,0]
[50,219.78602421065904,0,0,null,0,0,null,0,0,null,0,0]
[51,288.59145463674849,0,0,null,0,0,null,0,0,null,0,0]
[52,352.21747024858757,0,0,null,0,0,null,0,0,null,0,0]
[53,702.33777610078698,0,0,null,0,0,null,0,0,null,0,0]
[54,71.153732990703602,0,0,null,0,0,null,0,0,null,0,0]
[55,372.45608459749462,45.454545454545453,0,null,0,0,null,0,0,null,0,0]
[56,401.39197641619802,0,0,null,0,0,null,0,0,null,0,0]
[57,747.84142275146235,318.18181818181819,0.51757682014867767,null,0,0,null,0,0,null,0,0]
[58,66.116461461431186,90.909090909090878,31.225023676221596,null,0,0,null,0,0,null,0,0]
[59,152.25611857244269,0,60.654246753134707,null,0,0,null,0,0,null,0,0]
[60,352.19258599133377,0,96.231706323755063,null,0,0,null,0,0,null,0,0]
[61,115.20805071280478,0,89.822036403747461,null,0,0,null,0,0,null,0,0]
[62,71.153732990703602,90.909090909090878,85.866649030284833,null,0,0,null,0,0,null,0,0]
[63,287.98606014200755,90.909090909090821,87.849492459935846,null,0,0,null,0,0,null,0,0]
[64,1296.3164571347161,0,52.779163546723844,null,0,0,null,0,0,null,0,0]
[65,396.71024674702528,0,2.2108464354919106,null,0,0,null,{"$f":"$B94*J$6+$C94*J$7","v":0},0,null,{"$f":"$B94*M$6+$C94*M$7","v":0},0]
[66,145.93707823502714,45.454545454545524,0,null,{"$f":"B95*$G$6+C95*$G$7","v":0},{"$f":"D95*$G$8","v":0},null,0,{"$f":"$D95*J$8","v":0},null,0,{"$f":"$D95*M$8","v":0}]
[67,226.43021272126998,90.909090909090821,0,null,0,0,null,0,0,null,0,0]
[68,722.88638769135082,181.81818181818187,0,null,0,0,null,0,0,null,0,0]
[69,260.61493816781785,0,0,null,0,0,null,0,0,null,0,0]
[70,228.79357439359521,0,0,null,0,0,null,0,0,null,0,0]
[71,324.05684700550898,45.454545454545524,0,null,0,0,null,0,0,null,0,0]
[72,243.82357395110549,0,0,null,0,0,null,0,0,null,0,0]
[73,292.26238761274561,0,0,null,0,0,null,0,0,null,0,0]
[74,222.72760052478364,0,0,null,0,0,null,0,0,null,0,0]
[75,314.13996545879047,0,0,null,0,0,null,0,0,null,0,0]
[76,201.10639480513268,0,0,null,0,0,null,0,0,null,0,0]
[77,153.21659580814571,0,0,null,0,0,null,0,0,null,0,0]
[78,78.315991536098053,0,0,null,0,0,null,0,0,null,0,0]
[79,195.97335102377269,45.454545454545453,0,null,0,0,null,0,0,null,0,0]
[80,1049.8290739476897,0,0,null,0,0,null,0,0,null,0,0]
[81,387.12053349770724,318.18181818181819,0.77886121968220501,null,0,0,null,0,0,null,0,0]
[82,673.17140647504573,90.909090909090878,24.61242609476545,null,0,0,null,0,0,null,0,0]
[83,1355.5809327638933,0,49.835911017136354,null,0,0,null,0,0,null,0,0]
[84,208.44737924838319,0,65.074134193918425,null,0,0,null,0,0,null,0,0]
[85,338.57134759540605,0,71.891912712384908,null,0,0,null,0,0,null,0,0]
[86,572.58437199204366,90.909090909090878,65.656412520157076,null,0,0,null,0,0,null,0,0]
[87,333.72295767931155,90.909090909090821,49.599663719419397,null,0,0,null,0,0,null,0,0]
[88,394.46703655299063,0,25.190058225517376,null,0,0,null,0,0,null,0,0]
[89,617.27080494268967,0,0.8746045584509069,null,0,0,null,0,0,null,0,0]
[90,209.21076582072928,45.454545454545524,0,null,0,0,null,0,0,null,0,0]
[91,585.70397681831116,90.909090909090821,0,null,0,0,null,0,0,null,0,0]
[92,822.64159012098492,181.81818181818187,0,null,0,0,null,0,0,null,0,0]
[93,1310.2764336303098,0,0,null,0,0,null,0,0,null,0,0]
[94,610.22543812970889,0,0,null,0,0,null,0,0,null,0,0]
[95,483.87566783509567,45.454545454545524,0,null,0,0,null,0,0,null,0,0]
[96,250.64305414842349,0,0,null,0,0,null,0,0,null,0,0]
[97,333.75583060955825,0,0,null,0,0,null,0,0,null,0,0]
[98,197.96969285756003,0,0,null,0,0,null,0,0,null,0,0]
[99,231.77619595861438,0,0,null,0,0,null,0,0,null,0,0]
[100,179.80464418137223,0,0,null,0,0,null,0,0,null,0,0]
[101,180.43707161093064,0,0,null,0,0,null,0,0,null,0,0]
[102,114.29906827956671,0,0,null,0,0,null,0,0,null,0,0]
[103,481.20634916952366,45.454545454545453,0,null,0,0,null,0,0,null,0,0]
[104,177.45177797253103,0,0,null,0,0,null,0,0,null,0,0]
[105,477.56948283353074,318.18181818181819,0.74713844304542587,null,0,0,null,0,0,null,0,0]
[106,75.796630363224537,90.909090909090878,41.928206772253887,null,0,0,null,0,0,null,0,0]
[107,254.39094467425269,0,74.570489318894957,null,0,0,null,0,0,null,0,0]
[108,154.50592171729232,0,100.75620218129509,null,0,0,null,0,0,null,0,0]
[109,384.53905350552651,0,116.64523709810047,null,0,0,null,0,0,null,0,0]
[110,208.00059205089187,90.909090909090878,117.93116596294587,null,0,0,null,0,0,null,0,0]
[111,458.81340090922396,90.909090909090821,102.07429624074376,null,0,0,null,0,0,null,0,0]
[112,901.38075176614007,0,43.989315828102932,null,0,0,null,0,0,null,0,0]
[113,472.20302288265293,0,1.7858035848650744,null,0,0,null,0,0,null,0,0]
[114,634.97655083369705,45.454545454545524,0,null,0,0,null,0,0,null,0,0]
[115,608.67930852217933,90.909090909090821,0,null,0,0,null,0,0,null,0,0]
[116,358.65349414224431,181.81818181818187,0,null,0,0,null,0,0,null,0,0]
[117,392.12098367215015,0,0,null,0,0,null,0,0,null,0,0]
[118,714.80837011424865,0,0,null,0,0,null,0,0,null,0,0]
[119,333.2736636913292,45.454545454545524,0,null,0,0,null,0,0,null,0,0]
[120,268.22731711564199,0,0,null,0,0,null,0,0,null,0,0]
[121,285.48330989952979,0,0,null,0,0,null,0,0,null,0,0]
[122,162.41477225698199,0,0,null,0,0,null,0,0,null,0,0]
[123,213.32943177964108,0,0,null,0,0,null,0,0,null,0,0]
[124,128.03680356545016,0,0,null,0,0,null,0,0,null,0,0]
[125,122.84751768974297,0,0,null,0,0,null,0,0,null,0,0]
[126,84.376364151431758,0,0,null,0,0,null,0,0,null,0,0]
[127,138.07521394787162,45.454545454545453,0,null,0,0,null,0,0,null,0,0]
[128,661.21465860030219,0,0,null,0,0,null,0,0,null,0,0]
[129,850.74326246680516,318.18181818181819,0.84085601878030081,null,0,0,null,{"$f":"$B158*J$6+$C158*J$7","v":0},0,null,{"$f":"$B158*M$6+$C158*M$7","v":0},0]
[130,689.71732560083694,90.909090909090878,17.5085577711017,null,{"$f":"B159*$G$6+C159*$G$7","v":0},{"$f":"D159*$G$8","v":0},null,0,{"$f":"$D159*J$8","v":0},null,0,{"$f":"$D159*M$8","v":0}]
[131,597.74635041220324,0,32.948576619921134,null,0,0,null,0,0,null,0,0]
[132,466.68101336798134,0,37.503992594547334,null,0,0,null,0,0,null,0,0]
[133,1600.1702256125629,0,45.231428005053985,null,0,0,null,0,0,null,0,0]
[134,722.28980828405076,90.909090909090878,56.857739872580105,null,0,0,null,0,0,null,0,0]
[135,362.79401417210238,90.909090909090821,43.178155364964738,null,0,0,null,0,0,null,0,0]
[136,227.78098713578316,0,21.814603432233771,null,0,0,null,0,0,null,0,0]
[137,316.59221259614048,0,1.2788116940592429,null,0,0,null,0,0,null,0,0]
[138,916.30721995813838,45.454545454545524,0,null,0,0,null,0,0,null,0,0]
[139,278.48045751868403,90.909090909090821,0,null,0,0,null,0,0,null,0,0]
[140,342.59929161274277,181.81818181818187,0,null,0,0,null,0,0,null,0,0]
[141,423.86337895471803,0,0,null,0,0,null,0,0,null,0,0]
[142,500.88796018078494,0,0,null,0,0,null,0,0,null,0,0]
[143,507.27586838882934,45.454545454545524,0,null,0,0,null,0,0,null,0,0]
[144,172.2885884286008,0,0,null,0,0,null,0,0,null,0,0]
[145,249.38984255063454,0,0,null,0,0,null,0,0,null,0,0]
[146,198.22744234136701,0,0,null,0,0,null,0,0,null,0,0]
[147,262.51954799792759,0,0,null,0,0,null,0,0,null,0,0]
[148,117.23469440966889,0,0,null,0,0,null,0,0,null,0,0]
[149,143.67316176788989,0,0,null,0,0,null,0,0,null,0,0]
[150,100.90465310234205,0,0,null,0,0,null,0,0,null,0,0]
[151,148.77268985221079,45.454545454545453,0,null,0,0,null,0,0,null,0,0]
[152,69.824399439912909,0,0,null,0,0,null,0,0,null,0,0]
[153,116.09883366343135,318.18181818181819,2.9794662737565161,null,0,0,null,0,0,null,0,0]
[154,66.116461461431186,90.909090909090878,179.79383051716735,null,0,0,null,0,0,null,0,0]
[155,431.76582937363099,0,290.18647515617573,null,0,0,null,0,0,null,0,0]
[156,948.89823268974249,0,392.86233230949335,null,0,0,null,0,0,null,0,0]
[157,844.31238070748873,0,402.93372131859343,null,0,0,null,0,0,null,0,0]
[158,993.10821016423051,90.909090909090878,392.58132098144893,null,0,0,null,0,0,null,0,0]
[159,1090.286845176455,90.909090909090821,265.3888963017755,null,0,0,null,0,0,null,0,0]
[160,346.41879554164291,0,144.67105135850218,null,0,0,null,0,0,null,0,0]
[161,199.64428399977001,0,1.2577686618633386,null,0,0,null,0,0,null,0,0]
[162,235.02519844722599,45.454545454545524,0,null,0,0,null,0,0,null,0,0]
[163,334.23276356961946,90.909090909090821,0,null,0,0,null,0,0,null,0,0]
[164,500.08909288149101,181.81818181818187,0,null,0,0,null,0,0,null,0,0]
[165,280.5206911420189,0,0,null,0,0,null,0,0,null,0,0]
[166,238.40853919547732,0,0,null,0,0,null,0,0,null,0,0]
[167,424.25519122668231,45.454545454545524,0,null,0,0,null,0,0,null,0,0]
[168,262.32598336954698,0,0,null,0,0,null,0,0,null,0,0]
[169,311.26854254888008,0,0,null,0,0,null,0,0,null,0,0]
[170,298.39539287563599,0,0,null,0,0,null,0,0,null,0,0]
[171,196.42494060744266,0,0,null,0,0,null,0,0,null,0,0]
[172,109.9766636121867,0,0,null,0,0,null,0,0,null,0,0]
[173,252.99411142786303,0,0,null,0,0,null,0,0,null,0,0]
[174,71.153732990703602,0,0,null,0,0,null,0,0,null,0,0]
[175,124.8525827871434,45.454545454545453,0,null,0,0,null,0,0,null,0,0]
[176,350.55711179964101,0,0,null,0,0,null,0,0,null,0,0]
[177,389.56883221047423,318.18181818181819,0.63906189172182248,null,0,0,null,0,0,null,0,0]
[178,689.4236730004759,90.909090909090878,32.719265402720566,null,0,0,null,0,0,null,0,0]
[179,740.37194004400169,0,45.498640118512775,null,0,0,null,0,0,null,0,0]
[180,1116.0561831212642,0,46.439046691907841,null,0,0,null,0,0,null,0,0]
[181,725.99526701918933,0,20.013618164981658,null,0,0,null,0,0,null,0,0]
[182,454.83085459220598,90.909090909090878,420.0415819780078,null,0,0,null,0,0,null,0,0]
[183,770.06255026573456,90.909090909090821,371.52252975104159,null,0,0,null,0,0,null,0,0]
[184,215.0061348698834,0,214.51205846732913,null,0,0,null,0,0,null,0,0]
[185,187.61747454464,0,12.889375282055163,null,0,0,null,0,0,null,0,0]
[186,199.41858103176244,45.454545454545524,0,null,0,0,null,0,0,null,0,0]
[187,1048.6356396616056,90.909090909090821,0,null,0,0,null,0,0,null,0,0]
[188,1627.1840610739307,181.81818181818187,0,null,0,0,null,0,0,null,0,0]
[189,511.19389928464284,0,0,null,0,0,null,0,0,null,0,0]
[190,261.81489194565376,0,0,null,0,0,null,0,0,null,0,0]
[191,373.39617694349124,45.454545454545524,0,null,0,0,null,0,0,null,0,0]
[192,140.69219303176575,0,0,null,0,0,null,0,0,null,0,0]
[193,219.8078782816053,0,0,null,0,0,null,{"$f":"$B222*J$6+$C222*J$7","v":0},0,null,{"$f":"$B222*M$6+$C222*M$7","v":0},0]
[194,116.97391473955453,0,0,null,{"$f":"B223*$G$6+C223*$G$7","v":0},{"$f":"D223*$G$8","v":0},null,0,{"$f":"$D223*J$8","v":0},null,0,{"$f":"$D223*M$8","v":0}]
[195,158.15231018419738,0,0,null,0,0,null,0,0,null,0,0]
[196,77.485946374412976,0,0,null,0,0,null,0,0,null,0,0]
[197,604.83596712765825,0,0,null,0,0,null,0,0,null,0,0]
[198,163.36884018952506,0,0,null,0,0,null,0,0,null,0,0]
[199,715.44632533822289,45.454545454545453,0,null,0,0,null,0,0,null,0,0]
[200,90.834292619140086,0,0,null,0,0,null,0,0,null,0,0]
[201,279.22367957851003,318.18181818181819,4.1601029739490913,null,0,0,null,0,0,null,0,0]
[202,240.18946232993784,90.909090909090878,262.29048252291835,null,0,0,null,0,0,null,0,0]
[203,408.59445379803975,0,500.57294747959588,null,0,0,null,0,0,null,0,0]
[204,834.89493814095215,0,595.98966678284069,null,0,0,null,0,0,null,0,0]
[205,1850.200539360045,0,635.09565579657692,null,0,0,null,0,0,null,0,0]
[206,272.31632397826957,90.909090909090878,598.43043841895667,null,0,0,null,0,0,null,0,0]
[207,339.58049145968647,90.909090909090821,507.62934897396792,null,0,0,null,0,0,null,0,0]
[208,329.14509912381237,0,306.79804022849169,null,0,0,null,0,0,null,0,0]
[209,215.50483007706339,0,18.319465680945132,null,0,0,null,0,0,null,0,0]
[210,667.7913565976969,45.454545454545524,0,null,0,0,null,0,0,null,0,0]
[211,1172.0579745115303,90.909090909090821,0,null,0,0,null,0,0,null,0,0]
[212,1031.7560327466615,181.81818181818187,0,null,0,0,null,0,0,null,0,0]
[213,1416.6192610928119,0,0,null,0,0,null,0,0,null,0,0]
[214,586.87252684714042,0,0,null,0,0,null,0,0,null,0,0]
[215,284.99131783175773,45.454545454545524,0,null,0,0,null,0,0,null,0,0]
[216,268.17663036285916,0,0,null,0,0,null,0,0,null,0,0]
[217,270.38122863742802,0,0,null,0,0,null,0,0,null,0,0]
[218,150.88739259965232,0,0,null,0,0,null,0,0,null,0,0]
[219,192.93737981497301,0,0,null,0,0,null,0,0,null,0,0]
[220,94.242191650057705,0,0,null,0,0,null,0,0,null,0,0]
[221,123.10462440675718,0,0,null,0,0,null,0,0,null,0,0]
[222,71.153732990703602,0,0,null,0,0,null,0,0,null,0,0]
[223,135.10425400894547,45.454545454545453,0,null,0,0,null,0,0,null,0,0]
[224,423.64520554056622,0,0,null,0,0,null,0,0,null,0,0]
[225,739.10972971111732,318.18181818181819,0.70625093826600505,null,0,0,null,0,0,null,0,0]
[226,452.25093560509259,90.909090909090878,11.401542158678204,null,0,0,null,0,0,null,0,0]
[227,954.34248578728273,0,13.649859938842996,null,0,0,null,0,0,null,0,0]
[228,233.14066130580861,0,19.013360006769716,null,0,0,null,0,0,null,0,0]
[229,567.00093233677103,0,22.403478387433193,null,0,0,null,0,0,null,0,0]
[230,1050.4290324718418,90.909090909090878,649.03010193512137,null,0,0,null,0,0,null,0,0]
[231,209.58332263606545,90.909090909090821,376.27355988075186,null,0,0,null,0,0,null,0,0]
[232,203.17775670599207,0,162.33508029338424,null,0,0,null,0,0,null,0,0]
[233,178.07762163365726,0,17.619299570922813,null,0,0,null,0,0,null,0,0]
[234,232.39398667006856,45.454545454545524,0,null,0,0,null,0,0,null,0,0]
[235,463.88764071144988,90.909090909090821,0,null,0,0,null,0,0,null,0,0]
[236,310.14397613342544,181.81818181818187,0,null,0,0,null,0,0,null,0,0]
[237,249.82591390745603,0,0,null,0,0,null,0,0,null,0,0]
[238,232.18729123435466,0,0,null,0,0,null,0,0,null,0,0]
[239,220.46845889667676,45.454545454545524,0,null,0,0,null,0,0,null,0,0]
[240,200.22093763650156,0,0,null,0,0,null,0,0,null,0,0]
[241,208.26892882200983,0,0,null,0,0,null,0,0,null,0,0]
[242,198.36021959593918,0,0,null,0,0,null,0,0,null,0,0]
[243,233.82772391273241,0,0,null,0,0,null,0,0,null,0,0]
[244,150.76655244265552,0,0,null,0,0,null,0,0,null,0,0]
[245,154.89513537493792,0,0,null,0,0,null,0,0,null,0,0]
[246,87.89854252687077,0,0,null,0,0,null,0,0,null,0,0]
[247,316.87916205709377,45.454545454545453,0,null,0,0,null,0,0,null,0,0]
[248,337.65785661223754,0,0,null,0,0,null,0,0,null,0,0]
[249,362.49720283207529,318.18181818181819,1.0046860798884514,null,0,0,null,0,0,null,0,0]
[250,866.65532171132895,90.909090909090878,28.889125506717331,null,0,0,null,0,0,null,0,0]
[251,948.5942223616388,0,52.125813380358544,null,0,0,null,0,0,null,0,0]
[252,402.05220810072478,0,61.087254248056404,null,0,0,null,0,0,null,0,0]
[253,2199.4424584783314,0,60.29220638292248,null,0,0,null,0,0,null,0,0]
[254,1266.7437578898825,90.909090909090878,56.551529594322638,null,0,0,null,0,0,null,0,0]
[255,178.44301619044802,90.909090909090821,43.241624848067744,null,0,0,null,0,0,null,0,0]
[256,645.53647464443372,0,26.027387513536453,null,0,0,null,0,0,null,0,0]
[257,1983.2192905986951,0,1.7875024245477928,null,0,0,null,{"$f":"$B286*J$6+$C286*J$7","v":0},0,null,{"$f":"$B286*M$6+$C286*M$7","v":0},0]
[258,1137.2065162534684,45.454545454545524,0,null,{"$f":"B287*$G$6+C287*$G$7","v":0},{"$f":"D287*$G$8","v":0},null,0,{"$f":"$D287*J$8","v":0},null,0,{"$f":"$D287*M$8","v":0}]
[259,778.95420041359409,90.909090909090821,0,null,0,0,null,0,0,null,0,0]
[260,543.55105509235727,181.81818181818187,0,null,0,0,null,0,0,null,0,0]
[261,375.36956282040239,0,0,null,0,0,null,0,0,null,0,0]
[262,304.43446236298848,0,0,null,0,0,null,0,0,null,0,0]
[263,348.38786569866153,45.454545454545524,0,null,0,0,null,0,0,null,0,0]
[264,302.06678497077064,0,0,null,0,0,null,0,0,null,0,0]
[265,349.7914847259039,0,0,null,0,0,null,0,0,null,0,0]
[266,254.48073919516986,0,0,null,0,0,null,0,0,null,0,0]
[267,235.0580713774726,0,0,null,0,0,null,0,0,null,0,0]
[268,117.94475888538275,0,0,null,0,0,null,0,0,null,0,0]
[269,132.16488146668115,0,0,null,0,0,null,0,0,null,0,0]
[270,200.26430603023226,0,0,null,0,0,null,0,0,null,0,0]
[271,332.12176132242649,45.454545454545453,0,null,0,0,null,0,0,null,0,0]
[272,289.60234315375158,0,0,null,0,0,null,0,0,null,0,0]
[273,726.34080008209128,318.18181818181819,8.9437158659227851,null,0,0,null,0,0,null,0,0]
[274,161.92379025131257,90.909090909090878,213.2007583926611,null,0,0,null,0,0,null,0,0]
[275,141.89294567690112,0,336.26606932259699,null,0,0,null,0,0,null,0,0]
[276,133.82322897380519,0,520.18715023776713,null,0,0,null,0,0,null,0,0]
[277,440.28230572706991,0,473.27982110881601,null,0,0,null,0,0,null,0,0]
[278,209.77548235988527,90.909090909090878,285.21959863804597,null,0,0,null,0,0,null,0,0]
[279,231.62215230559195,90.909090909090821,299.05520791614867,null,0,0,null,0,0,null,0,0]
[280,110.84203890974258,0,232.39520569359951,null,0,0,null,0,0,null,0,0]
[281,231.55076846208954,0,13.974298842831681,null,0,0,null,0,0,null,0,0]
[282,817.00480082193212,45.454545454545524,0,null,0,0,null,0,0,null,0,0]
[283,331.10506035714218,90.909090909090821,0,null,0,0,null,0,0,null,0,0]
[284,642.06773773660279,181.81818181818187,0,null,0,0,null,0,0,null,0,0]
[285,381.28953680348098,0,0,null,0,0,null,0,0,null,0,0]
[286,303.75423144883098,0,0,null,0,0,null,0,0,null,0,0]
[287,386.06933432042933,45.454545454545524,0,null,0,0,null,0,0,null,0,0]
[288,275.05432686681542,0,0,null,0,0,null,0,0,null,0,0]
[289,273.98944593923932,0,0,null,0,0,null,0,0,null,0,0]
[290,194.75512430426312,0,0,null,0,0,null,0,0,null,0,0]
[291,219.22433785781072,0,0,null,0,0,null,0,0,null,0,0]
[292,125.59231554152427,0,0,null,0,0,null,0,0,null,0,0]
[293,157.77730167266679,0,0,null,0,0,null,0,0,null,0,0]
[294,75.570459093696854,0,0,null,0,0,null,0,0,null,0,0]
[295,124.8525827871434,45.454545454545453,0,null,0,0,null,0,0,null,0,0]
[296,59.117741152823243,0,0,null,0,0,null,0,0,null,0,0]
[297,116.09883366343135,318.18181818181819,1.3927469681921769,null,0,0,null,0,0,null,0,0]
[298,337.43098748162072,90.909090909090878,186.62361764176151,null,0,0,null,0,0,null,0,0]
[299,730.22577440000271,0,296.84106227514735,null,0,0,null,0,0,null,0,0]
[300,1309.3756418824853,0,418.75518670213637,null,0,0,null,0,0,null,0,0]
[301,842.01770325813686,0,411.88082996836818,null,0,0,null,0,0,null,0,0]
[302,784.69208774673007,90.909090909090878,358.95754924621178,null,0,0,null,0,0,null,0,0]
[303,755.10461404805028,90.909090909090821,286.18741151525199,null,0,0,null,0,0,null,0,0]
[304,107.10556116743405,0,157.09045602613409,null,0,0,null,0,0,null,0,0]
[305,244.28370315073337,0,1.6125622853629789,null,0,0,null,0,0,null,0,0]
[306,965.77850073624495,45.454545454545524,0,null,0,0,null,0,0,null,0,0]
[307,328.12179602533058,90.909090909090821,0,null,0,0,null,0,0,null,0,0]
[308,229.47068329761754,181.81818181818187,0,null,0,0,null,0,0,null,0,0]
[309,282.98707914880487,0,0,null,0,0,null,0,0,null,0,0]
[310,303.4098920956871,0,0,null,0,0,null,0,0,null,0,0]
[311,442.34521983579862,45.454545454545524,0,null,0,0,null,0,0,null,0,0]
[312,348.06280934929384,0,0,null,0,0,null,0,0,null,0,0]
[313,382.85100099020462,0,0,null,0,0,null,0,0,null,0,0]
[314,277.94962397187737,0,0,null,0,0,null,0,0,null,0,0]
[315,187.04321750980606,0,0,null,0,0,null,0,0,null,0,0]
[316,421.51186255614124,0,0,null,0,0,null,0,0,null,0,0]
[317,397.04467830918105,0,0,null,0,0,null,0,0,null,0,0]
[318,78.279262005096029,0,0,null,0,0,null,0,0,null,0,0]
[319,221.32040036826865,45.454545454545453,0,null,0,0,null,0,0,null,0,0]
[320,463.4181454814165,0,0,null,0,0,null,0,0,null,0,0]
[321,300.73420085648615,318.18181818181819,1.013964478121621,null,0,0,null,{"$f":"$B350*J$6+$C350*J$7","v":0},0,null,{"$f":"$B350*M$6+$C350*M$7","v":0},0]
[322,425.72823824990121,90.909090909090878,31.331584490568478,null,{"$f":"B351*$G$6+C351*$G$7","v":0},{"$f":"D351*$G$8","v":0},null,0,{"$f":"$D351*J$8","v":0},null,0,{"$f":"$D351*M$8","v":0}]
[323,207.79355686701618,0,66.606995798410182,null,0,0,null,0,0,null,0,0]
[324,84.331240086119251,0,86.898656684617436,null,0,0,null,0,0,null,0,0]
[325,231.20629137320441,0,101.07626786100677,null,0,0,null,0,0,null,0,0]
[326,465.66928925414777,90.909090909090878,82.523958794551049,null,0,0,null,0,0,null,0,0]
[327,1345.6138235835288,90.909090909090821,62.040149483787445,null,0,0,null,0,0,null,0,0]
[328,403.38694089257302,0,42.845695794005813,null,0,0,null,0,0,null,0,0]
[329,258.54963663957392,0,3.2522282046980955,null,0,0,null,0,0,null,0,0]
[330,250.59099003822806,45.454545454545524,0,null,0,0,null,0,0,null,0,0]
[331,375.79130966013315,90.909090909090821,0,null,0,0,null,0,0,null,0,0]
[332,614.07533574551371,181.81818181818187,0,null,0,0,null,0,0,null,0,0]
[333,282.60279643069617,0,0,null,0,0,null,0,0,null,0,0]
[334,298.43506076911808,0,0,null,0,0,null,0,0,null,0,0]
[335,264.9829058184057,45.454545454545524,0,null,0,0,null,0,0,null,0,0]
[336,228.43188033705283,0,0,null,0,0,null,0,0,null,0,0]
[337,234.58784155681923,0,0,null,0,0,null,0,0,null,0,0]
[338,203.12156052355894,0,0,null,0,0,null,0,0,null,0,0]
[339,243.22947378714784,0,0,null,0,0,null,0,0,null,0,0]
[340,145.52726849287211,0,0,null,0,0,null,0,0,null,0,0]
[341,191.60519972552981,0,0,null,0,0,null,0,0,null,0,0]
[342,210.73504135731321,0,0,null,0,0,null,0,0,null,0,0]
[343,437.45082618212399,45.454545454545453,0,null,0,0,null,0,0,null,0,0]
[344,1287.8740826100743,0,0,null,0,0,null,0,0,null,0,0]
[345,489.80280407671967,318.18181818181819,0.95132872792241485,null,0,0,null,0,0,null,0,0]
[346,1105.7484075408565,90.909090909090878,20.945039926339835,null,0,0,null,0,0,null,0,0]
[347,202.20842765331767,0,56.374851747215807,null,0,0,null,0,0,null,0,0]
[348,142.17575388323397,0,58.224082842044218,null,0,0,null,0,0,null,0,0]
[349,1166.8321886643905,0,67.643610575082974,null,0,0,null,0,0,null,0,0]
[350,465.62788589032556,90.909090909090878,69.110396715480832,null,0,0,null,0,0,null,0,0]
[351,265.81730893894422,90.909090909090821,52.783173991997771,null,0,0,null,0,0,null,0,0]
[352,265.0656390869878,0,29.593735724894028,null,0,0,null,0,0,null,0,0]
[353,165.57250186105347,0,2.5619381188414545,null,0,0,null,0,0,null,0,0]
[354,495.84361821679465,45.454545454545524,0,null,0,0,null,0,0,null,0,0]
[355,1495.104943062139,90.909090909090821,0,null,0,0,null,0,0,null,0,0]
[356,755.3760452821557,181.81818181818187,0,null,0,0,null,0,0,null,0,0]
[357,388.99511693622276,0,0,null,0,0,null,0,0,null,0,0]
[358,239.63668288835726,0,0,null,0,0,null,0,0,null,0,0]
[359,329.08502797585851,45.454545454545524,0,null,0,0,null,0,0,null,0,0]
[360,370.5285188105085,0,0,null,0,0,null,0,0,null,0,0]
[361,337.8619167041017,0,0,null,0,0,null,0,0,null,0,0]
[362,266.61553347144564,0,0,null,0,0,null,0,0,null,0,0]
[363,291.05563887167409,0,0,null,0,0,null,0,0,null,0,0]
[364,108.28774795288625,0,0,null,0,0,null,0,0,null,0,0]
[365,145.54636784899301,0,0,null,0,0,null,0,0,null,0,0]
[366,96.49710938209931,0,0,null,0,0,null,0,0,null,0,0]
[367,615.14095126370978,45.454545454545453,0,null,0,0,null,0,0,null,0,0]
[368,570.58622214709249,0,0,null,0,0,null,0,0,null,0,0]
[369,116.09883366343135,318.18181818181819,1.1541468217820807,null,0,0,null,0,0,null,0,0]
[370,500.49679067561362,90.909090909090878,7.9351954552336315,null,0,0,null,0,0,null,0,0]
[371,135.07659483562443,0,15.206585567045689,null,0,0,null,0,0,null,0,0]
[372,118.70157087167944,0,28.61003239803798,null,0,0,null,0,0,null,0,0]
[373,717.58640819158654,0,25.625420746999708,null,0,0,null,0,0,null,0,0]
[374,349.03914456000655,90.909090909090878,426.90628685787965,null,0,0,null,0,0,null,0,0]
[375,210.36998654868407,90.909090909090821,373.81992122430643,null,0,0,null,0,0,null,0,0]
[376,137.46428247633224,0,256.52667331290172,null,0,0,null,0,0,null,0,0]
[377,207.95140202649728,0,15.669646701656148,null,0,0,null,0,0,null,0,0]
[378,259.93948209269041,45.454545454545524,0,null,0,0,null,0,0,null,0,0]
[379,379.68748648500048,90.909090909090821,0,null,0,0,null,0,0,null,0,0]
[380,318.42115959238618,181.81818181818187,0,null,0,0,null,0,0,null,0,0]
[381,231.13958136252197,0,0,null,0,0,null,0,0,null,0,0]
[382,191.93025607489756,0,0,null,0,0,null,0,0,null,0,0]
[383,226.10396266214454,45.454545454545524,0,null,0,0,null,0,0,null,0,0]
[384,191.12496110767822,0,0,null,0,0,null,0,0,null,0,0]
[385,243.26813161852749,0,0,null,0,0,null,{"$f":"$B414*J$6+$C414*J$7","v":0},0,null,{"$f":"$B414*M$6+$C414*M$7","v":0},0]
[386,255.69070177020393,0,0,null,{"$f":"B415*$G$6+C415*$G$7","v":0},{"$f":"D415*$G$8","v":0},null,0,{"$f":"$D415*J$8","v":0},null,0,{"$f":"$D415*M$8","v":0}]
[387,205.56095232505825,0,0,null,0,0,null,0,0,null,0,0]
[388,87.476244744175162,0,0,null,0,0,null,0,0,null,0,0]
[389,236.19521765729533,0,0,null,0,0,null,0,0,null,0,0]
[390,554.82132803267302,0,0,null,0,0,null,0,0,null,0,0]
[391,1331.3348511111828,45.454545454545453,0,null,0,0,null,0,0,null,0,0]
[392,351.14524341481103,0,0,null,0,0,null,0,0,null,0,0]
[393,409.93131690268609,318.18181818181819,1.1986896673367866,null,0,0,null,0,0,null,0,0]
[394,116.22552299823998,90.909090909090878,137.51611210667406,null,0,0,null,0,0,null,0,0]
[395,412.61272325691067,0,230.38408741015522,null,0,0,null,0,0,null,0,0]
[396,596.61158236951292,0,313.79403288673927,null,0,0,null,0,0,null,0,0]
[397,192.62075289297019,0,324.79605233642928,null,0,0,null,0,0,null,0,0]
[398,699.46102740888114,90.909090909090878,359.40042198065964,null,0,0,null,0,0,null,0,0]
[399,844.68325714678122,90.909090909090821,298.63229482327171,null,0,0,null,0,0,null,0,0]
[400,148.01369154058122,0,209.21280042384828,null,0,0,null,0,0,null,0,0]
[401,244.75237196631909,0,15.68945429518781,null,0,0,null,0,0,null,0,0]
[402,374.26887060009949,45.454545454545524,0,null,0,0,null,0,0,null,0,0]
[403,329.86470409520405,90.909090909090821,0,null,0,0,null,0,0,null,0,0]
[404,655.41414741680762,181.81818181818187,0,null,0,0,null,0,0,null,0,0]
[405,1304.5042041856868,0,0,null,0,0,null,0,0,null,0,0]
[406,921.89451621416572,0,0,null,0,0,null,0,0,null,0,0]
[407,1125.2705205637412,45.454545454545524,0,null,0,0,null,0,0,null,0,0]
[408,644.17757382118623,0,0,null,0,0,null,0,0,null,0,0]
[409,279.94642492480233,0,0,null,0,0,null,0,0,null,0,0]
[410,185.16871671273515,0,0,null,0,0,null,0,0,null,0,0]
[411,190.29064981096724,0,0,null,0,0,null,0,0,null,0,0]
[412,76.117637281799446,0,0,null,0,0,null,0,0,null,0,0]
[413,128.79770171207076,0,0,null,0,0,null,0,0,null,0,0]
[414,74.789956559903843,0,0,null,0,0,null,0,0,null,0,0]
[415,696.64837174857348,45.454545454545453,0,null,0,0,null,0,0,null,0,0]
[416,380.38268468304125,0,0,null,0,0,null,0,0,null,0,0]
[417,408.26673455767434,318.18181818181819,3.570040743331377,null,0,0,null,0,0,null,0,0]
[418,135.37444562137918,90.909090909090878,106.33935073981011,null,0,0,null,0,0,null,0,0]
[419,121.74088749798665,0,240.29124709300871,null,0,0,null,0,0,null,0,0]
[420,251.14845249501136,0,264.24130849384659,null,0,0,null,0,0,null,0,0]
[421,334.19318749996484,0,267.30187919691849,null,0,0,null,0,0,null,0,0]
[422,744.40649537691922,90.909090909090878,212.59766992015824,null,0,0,null,0,0,null,0,0]
[423,436.68804564703947,90.909090909090821,126.20169243141855,null,0,0,null,0,0,null,0,0]
[424,391.92694155986624,0,94.221662494340933,null,0,0,null,0,0,null,0,0]
[425,432.741273893217,0,2.8806801809152867,null,0,0,null,0,0,null,0,0]
[426,264.25685481432333,45.454545454545524,0,null,0,0,null,0,0,null,0,0]
[427,351.70298134307666,90.909090909090821,0,null,0,0,null,0,0,null,0,0]
[428,217.83623705741675,181.81818181818187,0,null,0,0,null,0,0,null,0,0]
[429,317.47133392067377,0,0,null,0,0,null,0,0,null,0,0]
[430,1236.6502522602052,0,0,null,0,0,null,0,0,null,0,0]
[431,1292.0558315384815,45.454545454545524,0,null,0,0,null,0,0,null,0,0]
[432,401.58554104457875,0,0,null,0,0,null,0,0,null,0,0]
[433,200.70393096917832,0,0,null,0,0,null,0,0,null,0,0]
[434,224.27969868110156,0,0,null,0,0,null,0,0,null,0,0]
[435,229.90096975330627,0,0,null,0,0,null,0,0,null,0,0]
[436,93.603832401242485,0,0,null,0,0,null,0,0,null,0,0]
[437,138.57693934135926,0,0,null,0,0,null,0,0,null,0,0]
[438,95.725789231056837,0,0,null,0,0,null,0,0,null,0,0]
[439,252.48357094693489,45.454545454545453,0,null,0,0,null,0,0,null,0,0]
[440,446.13063875992913,0,0,null,0,0,null,0,0,null,0,0]
[441,1149.1072515934338,318.18181818181819,0.99156470567146471,null,0,0,null,0,0,null,0,0]
[442,251.12112572394574,90.909090909090878,7.0198042746120901,null,0,0,null,0,0,null,0,0]
[443,283.29276067056912,0,13.939676563656089,null,0,0,null,0,0,null,0,0]
[444,143.77154365315528,0,27.152287872517697,null,0,0,null,0,0,null,0,0]
[445,129.84983932886567,0,29.695491817892766,null,0,0,null,0,0,null,0,0]
[446,330.46164161543152,90.909090909090878,449.43710362724505,null,0,0,null,0,0,null,0,0]
[447,217.63716299938588,90.909090909090821,361.25192337541745,null,0,0,null,0,0,null,0,0]
[448,120.62192848820646,0,253.7153060233731,null,0,0,null,0,0,null,0,0]
[449,466.51373790141531,0,92.247591391989019,null,0,0,null,{"$f":"$B478*J$6+$C478*J$7","v":0},0,null,{"$f":"$B478*M$6+$C478*M$7","v":0},0]
[450,206.29838948375138,45.454545454545524,0,null,{"$f":"B479*$G$6+C479*$G$7","v":0},{"$f":"D479*$G$8","v":0},null,0,{"$f":"$D479*J$8","v":0},null,0,{"$f":"$D479*M$8","v":0}]
[451,663.05177791719586,90.909090909090821,0,null,0,0,null,0,0,null,0,0]
[452,769.07928235604527,181.81818181818187,0,null,0,0,null,0,0,null,0,0]
[453,509.63243509791914,0,0,null,0,0,null,0,0,null,0,0]
[454,277.48490358087429,0,0,null,0,0,null,0,0,null,0,0]
[455,827.8118225524845,45.454545454545524,0,null,0,0,null,0,0,null,0,0]
[456,321.53187539677515,0,0,null,0,0,null,0,0,null,0,0]
[457,326.49274950156314,0,0,null,0,0,null,0,0,null,0,0]
[458,253.30282313593511,0,0,null,0,0,null,0,0,null,0,0]
[459,220.24027668532668,0,0,null,0,0,null,0,0,null,0,0]
[460,197.53398879604887,0,0,null,0,0,null,0,0,null,0,0]
[461,170.26010825518676,0,0,null,0,0,null,0,0,null,0,0]
[462,99.802767172281378,0,0,null,0,0,null,0,0,null,0,0]
[463,160.98599350100338,45.454545454545453,0,null,0,0,null,0,0,null,0,0]
[464,271.36512094914468,0,0,null,0,0,null,0,0,null,0,0]
[465,259.28468637875187,318.18181818181819,0.99908912113995751,null,0,0,null,0,0,null,0,0]
[466,457.54720542222566,90.909090909090878,11.839520184402543,null,0,0,null,0,0,null,0,0]
[467,140.52504611855832,0,26.247858417497394,null,0,0,null,0,0,null,0,0]
[468,1834.9309714365741,0,36.78320938127704,null,0,0,null,0,0,null,0,0]
[469,389.82832910171862,0,35.933837124475339,null,0,0,null,0,0,null,0,0]
[470,356.29940667649714,90.909090909090878,32.522725350104189,null,0,0,null,0,0,null,0,0]
[471,544.92859615258794,90.909090909090821,25.575708879671907,null,0,0,null,0,0,null,0,0]
[472,1273.2934688643729,0,14.008073117746054,null,0,0,null,0,0,null,0,0]
[473,660.47455855061162,0,4.3632804685683038,null,0,0,null,0,0,null,0,0]
[474,348.52459137781653,45.454545454545524,0,null,0,0,null,0,0,null,0,0]
[475,765.82926980533125,90.909090909090821,0,null,0,0,null,0,0,null,0,0]
[476,889.28925242453295,181.81818181818187,0,null,0,0,null,0,0,null,0,0]
[477,455.66591884430215,0,0,null,0,0,null,0,0,null,0,0]
[478,321.60753823063914,0,0,null,0,0,null,0,0,null,0,0]
[479,381.22764754374271,45.454545454545524,0,null,0,0,null,0,0,null,0,0]
[480,453.17639123298505,0,0,null,0,0,null,0,0,null,0,0]
[481,315.17739106194244,0,0,null,0,0,null,0,0,null,0,0]
[482,202.23683794554762,0,0,null,0,0,null,0,0,null,0,0]
[483,169.07934565729914,0,0,null,0,0,null,0,0,null,0,0]
[484,81.351595449587734,0,0,null,0,0,null,0,0,null,0,0]
[485,125.93279829391292,0,0,null,0,0,null,0,0,null,0,0]
[486,71.153732990703602,0,0,null,0,0,null,0,0,null,0,0]
[487,124.8525827871434,45.454545454545453,0,null,0,0,null,0,0,null,0,0]
[488,59.117741152823243,0,0,null,0,0,null,0,0,null,0,0]
[489,116.09883366343135,318.18181818181819,1.259461703842071,null,0,0,null,0,0,null,0,0]
[490,66.116461461431186,90.909090909090878,56.249732345396197,null,0,0,null,0,0,null,0,0]
[491,120.03890227784585,0,97.102001504391808,null,0,0,null,0,0,null,0,0]
[492,124.92512361087245,0,197.48944595872254,null,0,0,null,0,0,null,0,0]
[493,210.57021758694154,0,205.38141488114826,null,0,0,null,0,0,null,0,0]
[494,450.20993066160668,90.909090909090878,354.18902414219707,null,0,0,null,0,0,null,0,0]
[495,360.81869999481364,90.909090909090821,276.58549326131134,null,0,0,null,0,0,null,0,0]
[496,272.02744621693864,0,221.52387139303625,null,0,0,null,0,0,null,0,0]
[497,411.03458019015909,0,47.555176779845489,null,0,0,null,0,0,null,0,0]
[498,1450.9706467862798,45.454545454545524,0,null,0,0,null,0,0,null,0,0]
[499,251.96292984498118,90.909090909090821,0,null,0,0,null,0,0,null,0,0]
[500,832.12423678743255,181.81818181818187,0,null,0,0,null,0,0,null,0,0]
[501,1025.637260177034,0,0,null,0,0,null,0,0,null,0,0]
[502,621.33529484337328,0,0,null,0,0,null,0,0,null,0,0]
[503,431.31671903330391,45.454545454545524,0,null,0,0,null,0,0,null,0,0]
[504,202.03675382541405,0,0,null,0,0,null,0,0,null,0,0]
[505,291.34414933769506,0,0,null,0,0,null,0,0,null,0,0]
[506,183.31387539713307,0,0,null,0,0,null,0,0,null,0,0]
[507,219.68345699533606,0,0,null,0,0,null,0,0,null,0,0]
[508,111.53408755049989,0,0,null,0,0,null,0,0,null,0,0]
[509,131.55241653722237,0,0,null,0,0,null,0,0,null,0,0]
[510,80.519763396219432,0,0,null,0,0,null,0,0,null,0,0]
[511,195.03959452187388,45.454545454545453,0,null,0,0,null,0,0,null,0,0]
[512,340.84352820701861,0,0,null,0,0,null,0,0,null,0,0]
[513,855.86400185527998,318.18181818181819,1.4989411243278643,null,0,0,null,{"$f":"$B542*J$6+$C542*J$7","v":0},0,null,{"$f":"$B542*M$6+$C542*M$7","v":0},0]
[514,367.51192242931234,90.909090909090878,192.22752358928534,null,{"$f":"B543*$G$6+C543*$G$7","v":0},{"$f":"D543*$G$8","v":0},null,0,{"$f":"$D543*J$8","v":0},null,0,{"$f":"$D543*M$8","v":0}]
[515,463.86667733163051,0,259.90957280470462,null,0,0,null,0,0,null,0,0]
[516,616.14260230366585,0,359.23238717253446,null,0,0,null,0,0,null,0,0]
[517,192.66739939734273,0,499.98364615241627,null,0,0,null,0,0,null,0,0]
[518,1128.8411819201035,90.909090909090878,414.21394962086333,null,0,0,null,0,0,null,0,0]
[519,763.60658223674363,90.909090909090821,288.26948695471725,null,0,0,null,0,0,null,0,0]
[520,212.7319708635967,0,327.97098091649769,null,0,0,null,0,0,null,0,0]
[521,225.65136301637222,0,153.04646921948321,null,0,0,null,0,0,null,0,0]
[522,165.62346408531891,45.454545454545524,3.8862747301023695E-2,null,0,0,null,0,0,null,0,0]
[523,215.69867017692653,90.909090909090821,0,null,0,0,null,0,0,null,0,0]
[524,591.55242003976321,181.81818181818187,0,null,0,0,null,0,0,null,0,0]
[525,542.58029358797364,0,0,null,0,0,null,0,0,null,0,0]
[526,325.08876317901098,0,0,null,0,0,null,0,0,null,0,0]
[527,379.46407911268045,45.454545454545524,0,null,0,0,null,0,0,null,0,0]
[528,216.21839304060521,0,0,null,0,0,null,0,0,null,0,0]
[529,270.49325370698432,0,0,null,0,0,null,0,0,null,0,0]
[530,183.43003253892684,0,0,null,0,0,null,0,0,null,0,0]
[531,254.32170032593103,0,0,null,0,0,null,0,0,null,0,0]
[532,95.914854491889884,0,0,null,0,0,null,0,0,null,0,0]
[533,294.17296599164331,0,0,null,0,0,null,0,0,null,0,0]
[534,361.77832326892081,0,0,null,0,0,null,0,0,null,0,0]
[535,124.8525827871434,45.454545454545453,0,null,0,0,null,0,0,null,0,0]
[536,451.76496718040465,0,0,null,0,0,null,0,0,null,0,0]
[537,758.2277692263516,318.18181818181819,1.5478217324560046,null,0,0,null,0,0,null,0,0]
[538,599.09014621582628,90.909090909090878,28.290299742986392,null,0,0,null,0,0,null,0,0]
[539,182.58760401586449,0,47.734026908147989,null,0,0,null,0,0,null,0,0]
[540,105.67633807595402,0,63.504259121853615,null,0,0,null,0,0,null,0,0]
[541,115.20805071280478,0,59.567789581398102,null,0,0,null,0,0,null,0,0]
[542,71.153732990703602,90.909090909090878,49.424621322258879,null,0,0,null,0,0,null,0,0]
[543,129.36756038556709,90.909090909090821,53.412435657957275,null,0,0,null,0,0,null,0,0]
[544,60.68866319377976,0,39.518105739455194,null,0,0,null,0,0,null,0,0]
[545,116.81202933166298,0,13.557050813502999,null,0,0,null,0,0,null,0,0]
[546,305.63065136389679,45.454545454545524,4.0974077283210356E-2,null,0,0,null,0,0,null,0,0]
[547,884.5909944664088,90.909090909090821,0,null,0,0,null,0,0,null,0,0]
[548,366.83104874836238,181.81818181818187,0,null,0,0,null,0,0,null,0,0]
[549,248.75882920801979,0,0,null,0,0,null,0,0,null,0,0]
[550,283.28422105461107,0,0,null,0,0,null,0,0,null,0,0]
[551,322.25085596613951,45.454545454545524,0,null,0,0,null,0,0,null,0,0]
[552,499.40904561498866,0,0,null,0,0,null,0,0,null,0,0]
[553,411.62436463422421,0,0,null,0,0,null,0,0,null,0,0]
[554,344.50959452015792,0,0,null,0,0,null,0,0,null,0,0]
[555,254.21435827157774,0,0,null,0,0,null,0,0,null,0,0]
[556,226.10497272424706,0,0,null,0,0,null,0,0,null,0,0]
[557,267.98958522623127,0,0,null,0,0,null,0,0,null,0,0]
[558,157.8174286852865,0,0,null,0,0,null,0,0,null,0,0]
[559,317.39934403990998,45.454545454545453,0,null,0,0,null,0,0,null,0,0]
[560,446.44956127761958,0,0,null,0,0,null,0,0,null,0,0]
[561,279.24066698659834,318.18181818181819,1.7207369608781355,null,0,0,null,0,0,null,0,0]
[562,403.56076339803997,90.909090909090878,77.378312276507771,null,0,0,null,0,0,null,0,0]
[563,544.14552255162494,0,113.48652876106954,null,0,0,null,0,0,null,0,0]
[564,58.344859996713204,0,153.88212621853845,null,0,0,null,0,0,null,0,0]
[565,116.10642749396601,0,260.00513230698596,null,0,0,null,0,0,null,0,0]
[566,331.55922100798216,90.909090909090878,178.40533443042554,null,0,0,null,0,0,null,0,0]
[567,256.50967848772171,90.909090909090821,180.72138232904263,null,0,0,null,0,0,null,0,0]
[568,70.711876732749289,0,117.29928330318484,null,0,0,null,0,0,null,0,0]
[569,602.31251979446097,0,78.343938714268589,null,0,0,null,0,0,null,0,0]
[570,261.6470655361228,45.454545454545524,0.10832594916684359,null,0,0,null,0,0,null,0,0]
[571,265.2793131335921,90.909090909090821,0,null,0,0,null,0,0,null,0,0]
[572,227.14827505235954,181.81818181818187,0,null,0,0,null,0,0,null,0,0]
[573,322.2380924541165,0,0,null,0,0,null,0,0,null,0,0]
[574,298.73054984602931,0,0,null,0,0,null,0,0,null,0,0]
[575,308.44431708630674,45.454545454545524,0,null,0,0,null,0,0,null,0,0]
[576,398.28649456997732,0,0,null,0,0,null,0,0,null,0,0]
[577,356.67891455557589,0,0,null,0,0,null,{"$f":"$B606*J$6+$C606*J$7","v":0},0,null,{"$f":"$B606*M$6+$C606*M$7","v":0},0]
[578,240.54408595176253,0,0,null,{"$f":"B607*$G$6+C607*$G$7","v":0},{"$f":"D607*$G$8","v":0},null,0,{"$f":"$D607*J$8","v":0},null,0,{"$f":"$D607*M$8","v":0}]
[579,194.11612228865539,0,0,null,0,0,null,0,0,null,0,0]
[580,87.228320409911376,0,0,null,0,0,null,0,0,null,0,0]
[581,140.0828501124422,0,0,null,0,0,null,0,0,null,0,0]
[582,73.596246802338129,0,0,null,0,0,null,0,0,null,0,0]
[583,160.75340374593307,45.454545454545453,0,null,0,0,null,0,0,null,0,0]
[584,193.74552132084509,0,0,null,0,0,null,0,0,null,0,0]
[585,127.31786890799921,318.18181818181819,1.7931238120291153,null,0,0,null,0,0,null,0,0]
[586,250.38062164941402,90.909090909090878,39.20787815266312,null,0,0,null,0,0,null,0,0]
[587,142.1179416014368,0,58.275738555671332,null,0,0,null,0,0,null,0,0]
[588,58.344859996713204,0,91.209837225174709,null,0,0,null,0,0,null,0,0]
[589,320.34624613602978,0,90.147592566744095,null,0,0,null,0,0,null,0,0]
[590,558.27328872721876,90.909090909090878,73.965665116576247,null,0,0,null,0,0,null,0,0]
[591,1397.7271513504386,90.909090909090821,47.758344970954042,null,0,0,null,0,0,null,0,0]
[592,169.66894645370905,0,33.968053888575049,null,0,0,null,0,0,null,0,0]
[593,263.57689937164827,0,12.650426555811077,null,0,0,null,0,0,null,0,0]
[594,255.40081394677048,45.454545454545524,8.5162366096123279E-2,null,0,0,null,0,0,null,0,0]
[595,753.97490549825602,90.909090909090821,0,null,0,0,null,0,0,null,0,0]
[596,1243.6729385877923,181.81818181818187,0,null,0,0,null,0,0,null,0,0]
[597,1135.3209139556525,0,0,null,0,0,null,0,0,null,0,0]
[598,317.53873261006254,0,0,null,0,0,null,0,0,null,0,0]
[599,241.23900867832069,45.454545454545524,0,null,0,0,null,0,0,null,0,0]
[600,263.14955127843973,0,0,null,0,0,null,0,0,null,0,0]
[601,330.37340809958181,0,0,null,0,0,null,0,0,null,0,0]
[602,219.00919462996634,0,0,null,0,0,null,0,0,null,0,0]
[603,227.25405610164546,0,0,null,0,0,null,0,0,null,0,0]
[604,88.28429442621956,0,0,null,0,0,null,0,0,null,0,0]
[605,174.53058654811264,0,0,null,0,0,null,0,0,null,0,0]
[606,146.53885487096429,0,0,null,0,0,null,0,0,null,0,0]
[607,235.42325473946048,45.454545454545453,0,null,0,0,null,0,0,null,0,0]
[608,136.35807164399606,0,0,null,0,0,null,0,0,null,0,0]
[609,834.44773773623706,318.18181818181819,1.4053383312428764,null,0,0,null,0,0,null,0,0]
[610,142.88426653626297,90.909090909090878,7.585688296594463,null,0,0,null,0,0,null,0,0]
[611,409.33336013797299,0,13.982492514533002,null,0,0,null,0,0,null,0,0]
[612,1189.5576677336167,0,19.264873215698014,null,0,0,null,0,0,null,0,0]
[613,1001.0841196451473,0,20.934095269571635,null,0,0,null,0,0,null,0,0]
[614,301.09041303052663,90.909090909090878,19.952532344596676,null,0,0,null,0,0,null,0,0]
[615,220.5169235128339,90.909090909090821,15.921348351904115,null,0,0,null,0,0,null,0,0]
[616,1091.7215832988391,0,9.8029014053122623,null,0,0,null,0,0,null,0,0]
[617,318.79212785550669,0,3.1961324888096905,null,0,0,null,0,0,null,0,0]
[618,156.61830132189789,45.454545454545524,9.0585354594322043E-2,null,0,0,null,0,0,null,0,0]
[619,896.8537911582273,90.909090909090821,0,null,0,0,null,0,0,null,0,0]
[620,509.07460534582606,181.81818181818187,0,null,0,0,null,0,0,null,0,0]
[621,464.21012599364764,0,0,null,0,0,null,0,0,null,0,0]
[622,890.53824012625705,0,0,null,0,0,null,0,0,null,0,0]
[623,668.30694738913769,45.454545454545524,0,null,0,0,null,0,0,null,0,0]
[624,260.35287296411826,0,0,null,0,0,null,0,0,null,0,0]
[625,296.54964211895668,0,0,null,0,0,null,0,0,null,0,0]
[626,280.03356573710465,0,0,null,0,0,null,0,0,null,0,0]
[627,217.08484267694286,0,0,null,0,0,null,0,0,null,0,0]
[628,179.50722680408347,0,0,null,0,0,null,0,0,null,0,0]
[629,193.28328017318469,0,0,null,0,0,null,0,0,null,0,0]
[630,130.39571178214118,0,0,null,0,0,null,0,0,null,0,0]
[631,160.48243163096566,45.454545454545453,0,null,0,0,null,0,0,null,0,0]
[632,59.117741152823243,0,0,null,0,0,null,0,0,null,0,0]
[633,116.09883366343135,318.18181818181819,10.474756496617806,null,0,0,null,0,0,null,0,0]
[634,453.83935926757169,90.909090909090878,227.95791742894002,null,0,0,null,0,0,null,0,0]
[635,445.22766160500987,0,386.04418476259355,null,0,0,null,0,0,null,0,0]
[636,58.344859996713204,0,457.37084110193859,null,0,0,null,0,0,null,0,0]
[637,142.50973550863534,0,501.67069542597056,null,0,0,null,0,0,null,0,0]
[638,220.11860093149963,90.909090909090878,483.59803089838749,null,0,0,null,0,0,null,0,0]
[639,630.82510376836581,90.909090909090821,411.75760070103661,null,0,0,null,0,0,null,0,0]
[640,168.49569504491143,0,265.12257274319524,null,0,0,null,0,0,null,0,0]
[641,545.50644349907736,0,113.62156787576409,null,0,0,null,{"$f":"$B670*J$6+$C670*J$7","v":0},0,null,{"$f":"$B670*M$6+$C670*M$7","v":0},0]
[642,884.78308991354982,45.454545454545524,0.14358835006632534,null,{"$f":"B671*$G$6+C671*$G$7","v":0},{"$f":"D671*$G$8","v":0},null,0,{"$f":"$D671*J$8","v":0},null,0,{"$f":"$D671*M$8","v":0}]
[643,381.33269400240852,90.909090909090821,0,null,0,0,null,0,0,null,0,0]
[644,908.17098607439743,181.81818181818187,0,null,0,0,null,0,0,null,0,0]
[645,312.30459079461934,0,0,null,0,0,null,0,0,null,0,0]
[646,261.17405345349601,0,0,null,0,0,null,0,0,null,0,0]
[647,339.37967274893293,45.454545454545524,0,null,0,0,null,0,0,null,0,0]
[648,326.0516278342289,0,0,null,0,0,null,0,0,null,0,0]
[649,381.38705370829149,0,0,null,0,0,null,0,0,null,0,0]
[650,266.1864407255145,0,0,null,0,0,null,0,0,null,0,0]
[651,260.42477102105471,0,0,null,0,0,null,0,0,null,0,0]
[652,162.48354830378344,0,0,null,0,0,null,0,0,null,0,0]
[653,169.42763343502557,0,0,null,0,0,null,0,0,null,0,0]
[654,75.946936786467589,0,0,null,0,0,null,0,0,null,0,0]
[655,124.8525827871434,45.454545454545453,0,null,0,0,null,0,0,null,0,0]
[656,59.117741152823243,0,0,null,0,0,null,0,0,null,0,0]
[657,116.09883366343135,318.18181818181819,25.202319936493936,null,0,0,null,0,0,null,0,0]
[658,439.08648402147168,90.909090909090878,244.57035601838609,null,0,0,null,0,0,null,0,0]
[659,166.31581574470692,0,550.80350157680311,null,0,0,null,0,0,null,0,0]
[660,629.9207308912687,0,490.41661696687669,null,0,0,null,0,0,null,0,0]
[661,219.96194948177606,0,199.6223382291754,null,0,0,null,0,0,null,0,0]
[662,208.3785756544338,90.909090909090878,106.75834153396077,null,0,0,null,0,0,null,0,0]
[663,338.97849444656339,90.909090909090821,105.50101150262708,null,0,0,null,0,0,null,0,0]
[664,227.8518292187033,0,10.502917897596706,null,0,0,null,0,0,null,0,0]
[665,229.36223935733406,0,3.7735029225487455,null,0,0,null,0,0,null,0,0]
[666,577.32771544947252,45.454545454545524,0.14737117787569784,null,0,0,null,0,0,null,0,0]
[667,260.3033799210931,90.909090909090821,0,null,0,0,null,0,0,null,0,0]
[668,563.97331709627429,181.81818181818187,0,null,0,0,null,0,0,null,0,0]
[669,1136.7440914581537,0,0,null,0,0,null,0,0,null,0,0]
[670,280.36376422081293,0,0,null,0,0,null,0,0,null,0,0]
[671,713.24332479825239,45.454545454545524,0,null,0,0,null,0,0,null,0,0]
[672,244.11630831319152,0,0,null,0,0,null,0,0,null,0,0]
[673,361.15468337965456,0,0,null,0,0,null,0,0,null,0,0]
[674,240.65666196428344,0,0,null,0,0,null,0,0,null,0,0]
[675,197.30599023235354,0,0,null,0,0,null,0,0,null,0,0]
[676,86.842660334390132,0,0,null,0,0,null,0,0,null,0,0]
[677,138.56775695860875,0,0,null,0,0,null,0,0,null,0,0]
[678,78.370394399180014,0,0,null,0,0,null,0,0,null,0,0]
[679,143.58027002927099,45.454545454545453,0,null,0,0,null,0,0,null,0,0]
[680,98.885606908965684,0,0,null,0,0,null,0,0,null,0,0]
[681,181.51786560781343,318.18181818181819,3.075204045515664,null,0,0,null,0,0,null,0,0]
[682,184.43341904922295,90.909090909090878,30.232890191940502,null,0,0,null,0,0,null,0,0]
[683,138.2574723083716,0,46.896862473536665,null,0,0,null,0,0,null,0,0]
[684,62.726662743391408,0,55.454860368084276,null,0,0,null,0,0,null,0,0]
[685,119.99528595978096,0,53.935647428801737,null,0,0,null,0,0,null,0,0]
[686,71.153732990703602,90.909090909090878,51.675543792229043,null,0,0,null,0,0,null,0,0]
[687,129.36756038556709,90.909090909090821,72.463996695359995,null,0,0,null,0,0,null,0,0]
[688,60.68866319377976,0,57.903261255529387,null,0,0,null,0,0,null,0,0]
[689,104.97593796626128,0,32.889775986435097,null,0,0,null,0,0,null,0,0]
[690,109.29735093630426,45.454545454545524,0.42803745511930857,null,0,0,null,0,0,null,0,0]
[691,278.5940435933079,90.909090909090821,0,null,0,0,null,0,0,null,0,0]
[692,298.60420025938225,181.81818181818187,0,null,0,0,null,0,0,null,0,0]
[693,844.80327088933029,0,0,null,0,0,null,0,0,null,0,0]
[694,288.0507959403987,0,0,null,0,0,null,0,0,null,0,0]
[695,428.01170400991418,45.454545454545524,0,null,0,0,null,0,0,null,0,0]
[696,236.0260781670309,0,0,null,0,0,null,0,0,null,0,0]
[697,221.67741140960828,0,0,null,0,0,null,0,0,null,0,0]
[698,218.95924246780351,0,0,null,0,0,null,0,0,null,0,0]
[699,250.10322186652132,0,0,null,0,0,null,0,0,null,0,0]
[700,138.5302928369866,0,0,null,0,0,null,0,0,null,0,0]
[701,167.51980977095323,0,0,null,0,0,null,0,0,null,0,0]
[702,84.266175558425715,0,0,null,0,0,null,0,0,null,0,0]
[703,132.180124222047,45.454545454545453,0,null,0,0,null,0,0,null,0,0]
[704,170.56418285996961,0,0,null,0,0,null,0,0,null,0,0]
[705,1875.1105072856174,318.18181818181819,4.9830023940715673,null,0,0,null,{"$f":"$B734*J$6+$C734*J$7","v":0},0,null,{"$f":"$B734*M$6+$C734*M$7","v":0},0]
[706,694.75828202030755,90.909090909090878,62.193102622241305,null,{"$f":"B735*$G$6+C735*$G$7","v":0},{"$f":"D735*$G$8","v":0},null,0,{"$f":"$D735*J$8","v":0},null,0,{"$f":"$D735*M$8","v":0}]
[707,371.14236109737982,0,34.911323913938183,null,0,0,null,0,0,null,0,0]
[708,147.98503424225513,0,19.589938335115317,null,0,0,null,0,0,null,0,0]
[709,210.15909476405326,0,63.176005002943072,null,0,0,null,0,0,null,0,0]
[710,450.62589260020451,90.909090909090878,368.85647911846735,null,0,0,null,0,0,null,0,0]
[711,881.73701808372425,90.909090909090821,574.42433153627792,null,0,0,null,0,0,null,0,0]
[712,555.96692210462595,0,399.1451116613689,null,0,0,null,0,0,null,0,0]
[713,580.84667999094836,0,171.99345701886884,null,0,0,null,0,0,null,0,0]
[714,923.85982159425691,45.454545454545524,1.4732958767340265,null,0,0,null,0,0,null,0,0]
[715,630.65807622613431,90.909090909090821,0,null,0,0,null,0,0,null,0,0]
[716,213.75136226702685,181.81818181818187,0,null,0,0,null,0,0,null,0,0]
[717,304.30370523262121,0,0,null,0,0,null,0,0,null,0,0]
[718,240.99824660260234,0,0,null,0,0,null,0,0,null,0,0]
[719,303.19263691981018,45.454545454545524,0,null,0,0,null,0,0,null,0,0]
[720,160.99591047437397,0,0,null,0,0,null,0,0,null,0,0]
[721,218.75172061764221,0,0,null,0,0,null,0,0,null,0,0]
[722,245.46125191465805,0,0,null,0,0,null,0,0,null,0,0]
[723,212.69649013664875,0,0,null,0,0,null,0,0,null,0,0]
[724,118.88446557130402,0,0,null,0,0,null,0,0,null,0,0]
[725,139.58162883176763,0,0,null,0,0,null,0,0,null,0,0]
[726,113.08594512838988,0,0,null,0,0,null,0,0,null,0,0]
[727,716.14908981965027,45.454545454545453,0,null,0,0,null,0,0,null,0,0]
[728,425.48944120409186,0,0,null,0,0,null,0,0,null,0,0]
[729,439.96018774018222,318.18181818181819,8.9135097029576453,null,0,0,null,0,0,null,0,0]
[730,1688.562780331411,90.909090909090878,58.141905801802061,null,0,0,null,0,0,null,0,0]
[731,583.84096318206093,0,87.121383311026847,null,0,0,null,0,0,null,0,0]
[732,1308.3266097475366,0,103.58704102396923,null,0,0,null,0,0,null,0,0]
[733,1494.5732831008854,0,101.20235906911195,null,0,0,null,0,0,null,0,0]
[734,963.43069034734663,90.909090909090878,93.376137158565086,null,0,0,null,0,0,null,0,0]
[735,210.35042164575762,90.909090909090821,69.911030438305929,null,0,0,null,0,0,null,0,0]
[736,93.735617040239447,0,37.296191994219882,null,0,0,null,0,0,null,0,0]
[737,218.81810924492831,0,29.151164431382664,null,0,0,null,0,0,null,0,0]
[738,498.75930021156285,45.454545454545524,0.2223395264175656,null,0,0,null,0,0,null,0,0]
[739,916.59169017574891,90.909090909090821,0,null,0,0,null,0,0,null,0,0]
[740,411.78092426012023,181.81818181818187,0,null,0,0,null,0,0,null,0,0]
[741,758.41734227295024,0,0,null,0,0,null,0,0,null,0,0]
[742,439.13184499225912,0,0,null,0,0,null,0,0,null,0,0]
[743,378.84142173836864,45.454545454545524,0,null,0,0,null,0,0,null,0,0]
[744,211.54630487332042,0,0,null,0,0,null,0,0,null,0,0]
[745,291.90519292375103,0,0,null,0,0,null,0,0,null,0,0]
[746,222.87966078313198,0,0,null,0,0,null,0,0,null,0,0]
[747,212.89124847478686,0,0,null,0,0,null,0,0,null,0,0]
[748,287.97614316863724,0,0,null,0,0,null,0,0,null,0,0]
[749,134.30713136237421,0,0,null,0,0,null,0,0,null,0,0]
[750,85.560891526247019,0,0,null,0,0,null,0,0,null,0,0]
[751,149.32363281724108,45.454545454545453,0,null,0,0,null,0,0,null,0,0]
[752,78.428292077136703,0,0,null,0,0,null,0,0,null,0,0]
[753,265.6831451445766,318.18181818181819,31.854381982016225,null,0,0,null,0,0,null,0,0]
[754,910.86731931002168,90.909090909090878,54.6085422539212,null,0,0,null,0,0,null,0,0]
[755,120.08498957510893,0,48.918763062733021,null,0,0,null,0,0,null,0,0]
[756,65.952739576989686,0,69.362340841688777,null,0,0,null,0,0,null,0,0]
[757,120.95961979623904,0,318.04800012664145,null,0,0,null,0,0,null,0,0]
[758,605.83093339297227,90.909090909090878,112.29621658503204,null,0,0,null,0,0,null,0,0]
[759,1096.115261621128,90.909090909090821,211.66990187074617,null,0,0,null,0,0,null,0,0]
[760,629.68826968955682,0,97.743121910241669,null,0,0,null,0,0,null,0,0]
[761,232.30145579909149,0,60.592016137128674,null,0,0,null,0,0,null,0,0]
[762,832.35958125732725,45.454545454545524,0.31943686185828291,null,0,0,null,0,0,null,0,0]
[763,1103.842053058024,90.909090909090821,0,null,0,0,null,0,0,null,0,0]
[764,751.1612397758455,181.81818181818187,0,null,0,0,null,0,0,null,0,0]
[765,483.54510205607755,0,0,null,0,0,null,0,0,null,0,0]
[766,308.19538268994052,0,0,null,0,0,null,0,0,null,0,0]
[767,338.5845702265666,45.454545454545524,0,null,0,0,null,0,0,null,0,0]
[768,256.47102065634186,0,0,null,0,0,null,0,0,null,0,0]
[769,366.0514644528443,0,0,null,0,0,null,{"$f":"$B798*J$6+$C798*J$7","v":0},0,null,{"$f":"$B798*M$6+$C798*M$7","v":0},0]
[770,278.98695775120206,0,0,null,{"$f":"B799*$G$6+C799*$G$7","v":0},{"$f":"D799*$G$8","v":0},null,0,{"$f":"$D799*J$8","v":0},null,0,{"$f":"$D799*M$8","v":0}]
[771,224.21413646826304,0,0,null,0,0,null,0,0,null,0,0]
[772,116.80477524929019,0,0,null,0,0,null,0,0,null,0,0]
[773,158.5486218237092,0,0,null,0,0,null,0,0,null,0,0]
[774,78.821022587375907,0,0,null,0,0,null,0,0,null,0,0]
[775,586.18899027519285,45.454545454545453,0,null,0,0,null,0,0,null,0,0]
[776,119.81447566104076,0,0,null,0,0,null,0,0,null,0,0]
[777,464.02372362381243,318.18181818181819,2.7643276361422848,null,0,0,null,0,0,null,0,0]
[778,500.87804320741429,90.909090909090878,25.101900246577635,null,0,0,null,0,0,null,0,0]
[779,329.85699089369359,0,47.472247591053446,null,0,0,null,0,0,null,0,0]
[780,58.344859996713204,0,61.941825005045814,null,0,0,null,0,0,null,0,0]
[781,584.55979866977827,0,63.488020005616306,null,0,0,null,0,0,null,0,0]
[782,521.02133524098883,90.909090909090878,62.172073678144407,null,0,0,null,0,0,null,0,0]
[783,129.36756038556709,90.909090909090821,48.825776324408189,null,0,0,null,0,0,null,0,0]
[784,60.68866319377976,0,38.807762067266182,null,0,0,null,0,0,null,0,0]
[785,104.97593796626128,0,16.901934974277758,null,0,0,null,0,0,null,0,0]
[786,82.031183596952658,45.454545454545524,0.32228976674835752,null,0,0,null,0,0,null,0,0]
[787,234.44468820973896,90.909090909090821,0,null,0,0,null,0,0,null,0,0]
[788,709.99423048581377,181.81818181818187,0,null,0,0,null,0,0,null,0,0]
[789,662.70110271995406,0,0,null,0,0,null,0,0,null,0,0]
[790,226.14913998527712,0,0,null,0,0,null,0,0,null,0,0]
[791,663.24874002719412,45.454545454545524,0,null,0,0,null,0,0,null,0,0]
[792,402.62562953872856,0,0,null,0,0,null,0,0,null,0,0]
[793,314.65261788775143,0,0,null,0,0,null,0,0,null,0,0]
[794,236.81677314567722,0,0,null,0,0,null,0,0,null,0,0]
[795,229.67269571812858,0,0,null,0,0,null,0,0,null,0,0]
[796,138.22066289063963,0,0,null,0,0,null,0,0,null,0,0]
[797,122.18638613170658,0,0,null,0,0,null,0,0,null,0,0]
[798,91.425587565167518,0,0,null,0,0,null,0,0,null,0,0]
[799,681.49982762975458,45.454545454545453,0,null,0,0,null,0,0,null,0,0]
[800,91.552855390089505,0,0,null,0,0,null,0,0,null,0,0]
[801,624.70853497059909,318.18181818181819,2.2461523428025139,null,0,0,null,0,0,null,0,0]
[802,509.42316859503495,90.909090909090878,18.280200842232514,null,0,0,null,0,0,null,0,0]
[803,120.03890227784585,0,77.529780436473601,null,0,0,null,0,0,null,0,0]
[804,107.01295775563344,0,115.75941732398068,null,0,0,null,0,0,null,0,0]
[805,212.35251807881491,0,108.67735858320671,null,0,0,null,0,0,null,0,0]
[806,402.51377893444459,90.909090909090878,104.21327373726176,null,0,0,null,0,0,null,0,0]
[807,200.69258154409866,90.909090909090821,109.282094513107,null,0,0,null,0,0,null,0,0]
[808,72.740412000459983,0,99.925279464186801,null,0,0,null,0,0,null,0,0]
[809,788.61514140590759,0,31.092364770390532,null,0,0,null,0,0,null,0,0]
[810,334.52058535693408,45.454545454545524,0.37777685461039795,null,0,0,null,0,0,null,0,0]
[811,935.11861655613427,90.909090909090821,0,null,0,0,null,0,0,null,0,0]
[812,184.16508227810496,181.81818181818187,0,null,0,0,null,0,0,null,0,0]
[813,328.74537163791729,0,0,null,0,0,null,0,0,null,0,0]
[814,253.79665168025724,0,0,null,0,0,null,0,0,null,0,0]
[815,229.04379432354636,45.454545454545524,0,null,0,0,null,0,0,null,0,0]
[816,253.52962798987264,0,0,null,0,0,null,0,0,null,0,0]
[817,404.89349443044841,0,0,null,0,0,null,0,0,null,0,0]
[818,259.90973117257897,0,0,null,0,0,null,0,0,null,0,0]
[819,213.64144914550329,0,0,null,0,0,null,0,0,null,0,0]
[820,434.81988987644928,0,0,null,0,0,null,0,0,null,0,0]
[821,174.69749471936859,0,0,null,0,0,null,0,0,null,0,0]
[822,94.045413187714303,0,0,null,0,0,null,0,0,null,0,0]
[823,130.05899380668015,45.454545454545453,0,null,0,0,null,0,0,null,0,0]
[824,200.64507189574755,0,0,null,0,0,null,0,0,null,0,0]
[825,241.2960312752013,318.18181818181819,17.709242874646261,null,0,0,null,0,0,null,0,0]
[826,748.75765926707356,90.909090909090878,58.15575614273002,null,0,0,null,0,0,null,0,0]
[827,515.29190488236611,0,113.52440631296625,null,0,0,null,0,0,null,0,0]
[828,98.254709264373673,0,146.35636063186422,null,0,0,null,0,0,null,0,0]
[829,977.30799234160793,0,175.98955144601686,null,0,0,null,0,0,null,0,0]
[830,681.6886174191053,90.909090909090878,144.50944839478075,null,0,0,null,0,0,null,0,0]
[831,501.22954481910386,90.909090909090821,100.41751909957237,null,0,0,null,0,0,null,0,0]
[832,410.47601584744592,0,68.488908107674732,null,0,0,null,0,0,null,0,0]
[833,131.84019241262328,0,27.583674219189433,null,0,0,null,{"$f":"$B862*J$6+$C862*J$7","v":0},0,null,{"$f":"$B862*M$6+$C862*M$7","v":0},0]
[834,199.97723719830324,45.454545454545524,0.41668828297250365,null,{"$f":"B863*$G$6+C863*$G$7","v":0},{"$f":"D863*$G$8","v":0},null,0,{"$f":"$D863*J$8","v":0},null,0,{"$f":"$D863*M$8","v":0}]
[835,226.72955839893652,90.909090909090821,0,null,0,0,null,0,0,null,0,0]
[836,612.64664881336228,181.81818181818187,0,null,0,0,null,0,0,null,0,0]
[837,432.94787750510341,0,0,null,0,0,null,0,0,null,0,0]
[838,185.68981693382625,0,0,null,0,0,null,0,0,null,0,0]
[839,290.98273075263518,45.454545454545524,0,null,0,0,null,0,0,null,0,0]
[840,291.88122690477218,0,0,null,0,0,null,0,0,null,0,0]
[841,357.05777966786178,0,0,null,0,0,null,0,0,null,0,0]
[842,209.37494682430832,0,0,null,0,0,null,0,0,null,0,0]
[843,180.77825222440831,0,0,null,0,0,null,0,0,null,0,0]
[844,106.85107234774212,0,0,null,0,0,null,0,0,null,0,0]
[845,144.38938762242947,0,0,null,0,0,null,0,0,null,0,0]
[846,454.48084052652177,0,0,null,0,0,null,0,0,null,0,0]
[847,1137.4717034673031,45.454545454545453,0,null,0,0,null,0,0,null,0,0]
[848,158.62613031650619,0,0,null,0,0,null,0,0,null,0,0]
[849,244.84403969331751,318.18181818181819,83.297939158116151,null,0,0,null,0,0,null,0,0]
[850,394.22968114127269,90.909090909090878,265.67154767513023,null,0,0,null,0,0,null,0,0]
[851,135.26076772292791,0,414.45958629883069,null,0,0,null,0,0,null,0,0]
[852,58.344859996713204,0,507.50961513999437,null,0,0,null,0,0,null,0,0]
[853,479.33651302289007,0,540.63484348911675,null,0,0,null,0,0,null,0,0]
[854,829.36190058459738,90.909090909090878,468.03764585404275,null,0,0,null,0,0,null,0,0]
[855,1049.0057815102791,90.909090909090821,380.20099333580731,null,0,0,null,0,0,null,0,0]
[856,267.16940561657333,0,297.92885500646923,null,0,0,null,0,0,null,0,0]
[857,1748.8325432241127,0,133.80385094904227,null,0,0,null,0,0,null,0,0]
[858,939.50871374915084,45.454545454545524,0.66474330614859611,null,0,0,null,0,0,null,0,0]
[859,275.0162199784009,90.909090909090821,0,null,0,0,null,0,0,null,0,0]
[860,285.13493029797553,181.81818181818187,0,null,0,0,null,0,0,null,0,0]
[861,900.04898488392041,0,0,null,0,0,null,0,0,null,0,0]
[862,437.14450189356711,0,0,null,0,0,null,0,0,null,0,0]
[863,306.33787848334077,45.454545454545524,0,null,0,0,null,0,0,null,0,0]
[864,259.55519937458178,0,0,null,0,0,null,0,0,null,0,0]
[865,352.56309513531653,0,0,null,0,0,null,0,0,null,0,0]
[866,314.13528244358758,0,0,null,0,0,null,0,0,null,0,0]
[867,298.16528236390826,0,0,null,0,0,null,0,0,null,0,0]
[868,116.34565611176502,0,0,null,0,0,null,0,0,null,0,0]
[869,130.07405291439099,0,0,null,0,0,null,0,0,null,0,0]
[870,71.153732990703602,0,0,null,0,0,null,0,0,null,0,0]
[871,878.2350409503365,45.454545454545453,0,null,0,0,null,0,0,null,0,0]
[872,799.38665486236414,0,0,null,0,0,null,0,0,null,0,0]
[873,863.29540788436498,318.18181818181819,12.283665716462821,null,0,0,null,0,0,null,0,0]
[874,410.50631771052247,90.909090909090878,45.166031030614114,null,0,0,null,0,0,null,0,0]
[875,888.81883895622423,0,66.758933296204319,null,0,0,null,0,0,null,0,0]
[876,879.57439248070784,0,80.892088181210326,null,0,0,null,0,0,null,0,0]
[877,635.17235596346882,0,71.944225829132407,null,0,0,null,0,0,null,0,0]
[878,1190.4812317906628,90.909090909090878,105.9064918514714,null,0,0,null,0,0,null,0,0]
[879,824.11096419110322,90.909090909090821,84.594275371140327,null,0,0,null,0,0,null,0,0]
[880,84.323528721085381,0,49.680684660299711,null,0,0,null,0,0,null,0,0]
[881,572.8028208776783,0,16.80487519239766,null,0,0,null,0,0,null,0,0]
[882,266.83021758015246,45.454545454545524,0.57140376188135011,null,0,0,null,0,0,null,0,0]
[883,641.63589027584635,90.909090909090821,0,null,0,0,null,0,0,null,0,0]
[884,178.11940147517188,181.81818181818187,0,null,0,0,null,0,0,null,0,0]
[885,311.58450833932471,0,0,null,0,0,null,0,0,null,0,0]
[886,249.26422755460752,0,0,null,0,0,null,0,0,null,0,0]
[887,284.39427930531969,45.454545454545524,0,null,0,0,null,0,0,null,0,0]
[888,192.34015764088019,0,0,null,0,0,null,0,0,null,0,0]
[889,202.72497341256462,0,0,null,0,0,null,0,0,null,0,0]
[890,143.32514946164576,0,0,null,0,0,null,0,0,null,0,0]
[891,179.05627998720604,0,0,null,0,0,null,0,0,null,0,0]
[892,153.76377399624815,0,0,null,0,0,null,0,0,null,0,0]
[893,140.82662311523316,0,0,null,0,0,null,0,0,null,0,0]
[894,117.88232786506209,0,0,null,0,0,null,0,0,null,0,0]
[895,623.27470590410803,45.454545454545453,0,null,0,0,null,0,0,null,0,0]
[896,358.75275569977737,0,1.0539285235547141E-2,null,0,0,null,0,0,null,0,0]
[897,204.7382108306129,318.18181818181819,60.861954579140694,null,0,0,null,{"$f":"$B926*J$6+$C926*J$7","v":0},0,null,{"$f":"$B926*M$6+$C926*M$7","v":0},0]
[898,145.65414147533582,90.909090909090878,44.66142321578144,null,{"$f":"B927*$G$6+C927*$G$7","v":0},{"$f":"D927*$G$8","v":0},null,0,{"$f":"$D927*J$8","v":0},null,0,{"$f":"$D927*M$8","v":0}]
[899,195.67437264141628,0,63.765149154573997,null,0,0,null,0,0,null,0,0]
[900,165.30533125254479,0,89.978948467284084,null,0,0,null,0,0,null,0,0]
[901,400.03619760308601,0,143.71281684816864,null,0,0,null,0,0,null,0,0]
[902,1426.8472325847354,90.909090909090878,247.63297340657459,null,0,0,null,0,0,null,0,0]
[903,255.05551962582047,90.909090909090821,253.62182016165195,null,0,0,null,0,0,null,0,0]
[904,261.3582520514712,0,310.04427736108107,null,0,0,null,0,0,null,0,0]
[905,805.82708629974115,0,202.86775819210629,null,0,0,null,0,0,null,0,0]
[906,415.62393508886208,45.454545454545524,16.529729888270143,null,0,0,null,0,0,null,0,0]
[907,485.23236488648297,90.909090909090821,0,null,0,0,null,0,0,null,0,0]
[908,448.95736183061024,181.81818181818187,0,null,0,0,null,0,0,null,0,0]
[909,619.89669093785176,0,0,null,0,0,null,0,0,null,0,0]
[910,293.46527975306179,0,0,null,0,0,null,0,0,null,0,0]
[911,306.00492528480754,45.454545454545524,0,null,0,0,null,0,0,null,0,0]
[912,224.38355143000979,0,0,null,0,0,null,0,0,null,0,0]
[913,273.27322008469986,0,0,null,0,0,null,0,0,null,0,0]
[914,245.48742170549696,0,0,null,0,0,null,0,0,null,0,0]
[915,298.3774872292725,0,0,null,0,0,null,0,0,null,0,0]
[916,136.40732594506974,0,0,null,0,0,null,0,0,null,0,0]
[917,166.87465555890265,0,0,null,0,0,null,0,0,null,0,0]
[918,78.802657821874874,0,0,null,0,0,null,0,0,null,0,0]
[919,779.508724507897,45.454545454545453,0,null,0,0,null,0,0,null,0,0]
[920,429.59145032069387,0,0.15948088658252577,null,0,0,null,0,0,null,0,0]
[921,484.852214240612,318.18181818181819,125.05914900626513,null,0,0,null,0,0,null,0,0]
[922,127.36176069754667,90.909090909090878,52.413162034034762,null,0,0,null,0,0,null,0,0]
[923,1068.6044756053029,0,139.23441387646974,null,0,0,null,0,0,null,0,0]
[924,848.28105244417043,0,226.64562167218904,null,0,0,null,0,0,null,0,0]
[925,151.80890347591506,0,597.89481448877154,null,0,0,null,0,0,null,0,0]
[926,135.28388896269362,90.909090909090878,444.13693757374682,null,0,0,null,0,0,null,0,0]
[927,236.54488279243469,90.909090909090821,270.23728943122279,null,0,0,null,0,0,null,0,0]
[928,1032.9606695396999,0,121.66118970528696,null,0,0,null,0,0,null,0,0]
[929,159.75603169633865,0,72.631924993941183,null,0,0,null,0,0,null,0,0]
[930,203.9449447847966,45.454545454545524,2.2271634407406218,null,0,0,null,0,0,null,0,0]
[931,295.30340913205811,90.909090909090821,0,null,0,0,null,0,0,null,0,0]
[932,1489.2696306480207,181.81818181818187,0,null,0,0,null,0,0,null,0,0]
[933,1578.8663630407691,0,0,null,0,0,null,0,0,null,0,0]
[934,452.31324725443761,0,0,null,0,0,null,0,0,null,0,0]
[935,838.86208560209798,45.454545454545524,0,null,0,0,null,0,0,null,0,0]
[936,603.86048587854111,0,0,null,0,0,null,0,0,null,0,0]
[937,389.47214172011178,0,0,null,0,0,null,0,0,null,0,0]
[938,246.70041446683882,0,0,null,0,0,null,0,0,null,0,0]
[939,220.39444889170773,0,0,null,0,0,null,0,0,null,0,0]
[940,587.49160309218018,0,0,null,0,0,null,0,0,null,0,0]
[941,368.10629806475242,0,0,null,0,0,null,0,0,null,0,0]
[942,75.671832599262416,0,0,null,0,0,null,0,0,null,0,0]
[943,124.8525827871434,45.454545454545453,0,null,0,0,null,0,0,null,0,0]
[944,103.76221061429945,0,5.4645581316211514E-2,null,0,0,null,0,0,null,0,0]
[945,434.67462458133616,318.18181818181819,111.99167048806953,null,0,0,null,0,0,null,0,0]
[946,242.81905066182495,90.909090909090878,304.40658690577845,null,0,0,null,0,0,null,0,0]
[947,120.03890227784585,0,503.34240670982024,null,0,0,null,0,0,null,0,0]
[948,295.81192948878112,0,609.68182740917894,null,0,0,null,0,0,null,0,0]
[949,128.92945421272807,0,607.56094745302801,null,0,0,null,0,0,null,0,0]
[950,85.988863103244313,90.909090909090878,649.34373665356293,null,0,0,null,0,0,null,0,0]
[951,154.52867474350978,90.909090909090821,515.90566198433032,null,0,0,null,0,0,null,0,0]
[952,106.32086320296234,0,339.70800510060195,null,0,0,null,0,0,null,0,0]
[953,240.19579817403567,0,174.57764949887024,null,0,0,null,0,0,null,0,0]
[954,233.24822373734813,45.454545454545524,1.0975599258024373,null,0,0,null,0,0,null,0,0]
[955,300.46978496280252,90.909090909090821,0,null,0,0,null,0,0,null,0,0]
[956,188.92412761003698,181.81818181818187,0,null,0,0,null,0,0,null,0,0]
[957,384.41870919719844,0,0,null,0,0,null,0,0,null,0,0]
[958,606.12036209726784,0,0,null,0,0,null,0,0,null,0,0]
[959,314.08753405328514,45.454545454545524,0,null,0,0,null,0,0,null,0,0]
[960,188.54599708837117,0,0,null,0,0,null,0,0,null,0,0]
[961,335.87944026826762,0,0,null,0,0,null,{"$f":"$B990*J$6+$C990*J$7","v":0},0,null,{"$f":"$B990*M$6+$C990*M$7","v":0},0]
[962,299.04862758450685,0,0,null,{"$f":"B991*$G$6+C991*$G$7","v":0},{"$f":"D991*$G$8","v":0},null,0,{"$f":"$D991*J$8","v":0},null,0,{"$f":"$D991*M$8","v":0}]
[963,252.42783388363938,0,0,null,0,0,null,0,0,null,0,0]
[964,132.55054154220238,0,0,null,0,0,null,0,0,null,0,0]
[965,216.69339770028881,0,0,null,0,0,null,0,0,null,0,0]
[966,151.58433545041567,0,0,null,0,0,null,0,0,null,0,0]
[967,185.43941335622011,45.454545454545453,0,null,0,0,null,0,0,null,0,0]
[968,234.13726203525204,0,0.11271109658288032,null,0,0,null,0,0,null,0,0]
[969,260.02432730930519,318.18181818181819,129.42553871033192,null,0,0,null,0,0,null,0,0]
[970,769.20820300986225,90.909090909090878,327.91419564574215,null,0,0,null,0,0,null,0,0]
[971,474.28586276195011,0,484.79937150571112,null,0,0,null,0,0,null,0,0]
[972,380.07634202971889,0,576.27730366124626,null,0,0,null,0,0,null,0,0]
[973,206.65967951545275,0,629.29998544904242,null,0,0,null,0,0,null,0,0]
[974,763.44774813464016,90.909090909090878,621.13929036782099,null,0,0,null,0,0,null,0,0]
[975,1339.389820907581,90.909090909090821,484.69414234447703,null,0,0,null,0,0,null,0,0]
[976,190.44572189085787,0,334.1596763473741,null,0,0,null,0,0,null,0,0]
[977,338.15841584311585,0,183.67593685856784,null,0,0,null,0,0,null,0,0]
[978,796.98821648793194,45.454545454545524,5.8540749447812805,null,0,0,null,0,0,null,0,0]
[979,514.0419071185396,90.909090909090821,0,null,0,0,null,0,0,null,0,0]
[980,741.9473614525059,181.81818181818187,0,null,0,0,null,0,0,null,0,0]
[981,411.74245007639541,0,0,null,0,0,null,0,0,null,0,0]
[982,257.46216705043162,0,0,null,0,0,null,0,0,null,0,0]
[983,369.84250299521818,45.454545454545524,0,null,0,0,null,0,0,null,0,0]
[984,490.29167413435675,0,0,null,0,0,null,0,0,null,0,0]
[985,249.44750791430778,0,0,null,0,0,null,0,0,null,0,0]
[986,215.9012335404027,0,0,null,0,0,null,0,0,null,0,0]
[987,193.12800608087349,0,0,null,0,0,null,0,0,null,0,0]
[988,90.735990620604611,0,0,null,0,0,null,0,0,null,0,0]
[989,131.7176994267316,0,0,null,0,0,null,0,0,null,0,0]
[990,79.583160355667815,0,0,null,0,0,null,0,0,null,0,0]
[991,124.8525827871434,45.454545454545453,0,null,0,0,null,0,0,null,0,0]
[992,59.117741152823243,0,0.1197235602996516,null,0,0,null,0,0,null,0,0]
[993,116.09883366343135,318.18181818181819,34.569988777182424,null,0,0,null,0,0,null,0,0]
[994,66.116461461431186,90.909090909090878,154.32237518353,null,0,0,null,0,0,null,0,0]
[995,146.69131915415366,0,240.88892517045971,null,0,0,null,0,0,null,0,0]
[996,499.02081447229739,0,195.51299481924232,null,0,0,null,0,0,null,0,0]
[997,649.75816693780621,0,143.94893351796452,null,0,0,null,0,0,null,0,0]
[998,641.60366011239216,90.909090909090878,207.36506316682829,null,0,0,null,0,0,null,0,0]
[999,643.20892426483556,90.909090909090821,487.22153512091893,null,0,0,null,0,0,null,0,0]
[1000,1076.3686393399933,0,332.0248484731506,null,0,0,null,0,0,null,0,0]
[1001,1363.1292186801188,0,222.09455291428111,null,0,0,null,0,0,null,0,0]
[1002,354.39305219366474,45.454545454545524,30.154865734339811,null,0,0,null,0,0,null,0,0]
[1003,709.62968989061847,90.909090909090821,0,null,0,0,null,0,0,null,0,0]
[1004,651.71070880587354,181.81818181818187,0,null,0,0,null,0,0,null,0,0]
[1005,1297.1777646367134,0,0,null,0,0,null,0,0,null,0,0]
[1006,1744.0878224092717,0,0,null,0,0,null,0,0,null,0,0]
[1007,1164.7292393668699,45.454545454545524,0,null,0,0,null,0,0,null,0,0]
[1008,270.28361990879017,0,0,null,0,0,null,0,0,null,0,0]
[1009,331.60898952249011,0,0,null,0,0,null,0,0,null,0,0]
[1010,217.10440115220163,0,0,null,0,0,null,0,0,null,0,0]
[1011,188.54599708837111,0,0,null,0,0,null,0,0,null,0,0]
[1012,98.189514346845087,0,0,null,0,0,null,0,0,null,0,0]
[1013,221.15623772945503,0,0,null,0,0,null,0,0,null,0,0]
[1014,71.851594079742043,0,0,null,0,0,null,0,0,null,0,0]
[1015,211.27083339080522,45.454545454545453,0,null,0,0,null,0,0,null,0,0]
[1016,450.84645343387172,0,0.13432812435640454,null,0,0,null,0,0,null,0,0]
[1017,209.0343722480921,318.18181818181819,112.38782466983713,null,0,0,null,0,0,null,0,0]
[1018,164.60406349950597,90.909090909090878,240.05273608396598,null,0,0,null,0,0,null,0,0]
[1019,127.94391458154594,0,375.17692625065808,null,0,0,null,0,0,null,0,0]
[1020,58.344859996713204,0,453.34219463650419,null,0,0,null,0,0,null,0,0]
[1021,221.58962783051342,0,456.66548805899396,null,0,0,null,0,0,null,0,0]
[1022,71.153732990703602,90.909090909090878,451.99882331978023,null,0,0,null,0,0,null,0,0]
[1023,134.23504965778264,90.909090909090821,364.39492907737343,null,0,0,null,0,0,null,0,0]
[1024,122.32210174875912,0,249.82955630969502,null,0,0,null,0,0,null,0,0]
[1025,127.80875908984116,0,123.13478363132991,null,0,0,null,{"$f":"$B1054*J$6+$C1054*J$7","v":0},0,null,{"$f":"$B1054*M$6+$C1054*M$7","v":0},0]
[1026,207.61514317017387,45.454545454545524,1.1086787521603834,null,{"$f":"B1055*$G$6+C1055*$G$7","v":0},{"$f":"D1055*$G$8","v":0},null,0,{"$f":"$D1055*J$8","v":0},null,0,{"$f":"$D1055*M$8","v":0}]
[1027,845.70259345591455,90.909090909090821,0,null,0,0,null,0,0,null,0,0]
[1028,231.13976501017683,181.81818181818187,0,null,0,0,null,0,0,null,0,0]
[1029,330.15596927605003,0,0,null,0,0,null,0,0,null,0,0]
[1030,207.5313998394893,0,0,null,0,0,null,0,0,null,0,0]
[1031,261.76099135890826,45.454545454545524,0,null,0,0,null,0,0,null,0,0]
[1032,279.80933195033731,0,0,null,0,0,null,0,0,null,0,0]
[1033,663.43872352630206,0,0,null,0,0,null,0,0,null,0,0]
[1034,160.87121371662209,0,0,null,0,0,null,0,0,null,0,0]
[1035,204.96409744627539,0,0,null,0,0,null,0,0,null,0,0]
[1036,115.51924166421936,0,0,null,0,0,null,0,0,null,0,0]
[1037,140.34913921220686,0,0,null,0,0,null,0,0,null,0,0]
[1038,534.59373254306638,0,0,null,0,0,null,0,0,null,0,0]
[1039,1369.783507811755,45.454545454545453,0,null,0,0,null,0,0,null,0,0]
[1040,91.803161634438666,0,0.16310685164333438,null,0,0,null,0,0,null,0,0]
[1041,1112.5951594149437,318.18181818181819,104.47579004445613,null,0,0,null,0,0,null,0,0]
[1042,429.76012150943814,90.909090909090878,234.41832971189928,null,0,0,null,0,0,null,0,0]
[1043,180.70492171576288,0,371.90058928550093,null,0,0,null,0,0,null,0,0]
[1044,68.2618333672593,0,442.35589315941684,null,0,0,null,0,0,null,0,0]
[1045,422.49538757254817,0,441.87170454495828,null,0,0,null,0,0,null,0,0]
[1046,102.31102684440951,90.909090909090878,442.73968447597935,null,0,0,null,0,0,null,0,0]
[1047,129.36756038556709,90.909090909090821,380.963238651008,null,0,0,null,0,0,null,0,0]
[1048,60.68866319377976,0,287.37720530063291,null,0,0,null,0,0,null,0,0]
[1049,249.75759697979208,0,152.30403626585348,null,0,0,null,0,0,null,0,0]
[1050,247.14098519120824,45.454545454545524,9.0524545945644324,null,0,0,null,0,0,null,0,0]
[1051,314.01958442093138,90.909090909090821,0,null,0,0,null,0,0,null,0,0]
[1052,243.11157199263121,181.81818181818187,0,null,0,0,null,0,0,null,0,0]
[1053,661.15111651166865,0,0,null,0,0,null,0,0,null,0,0]
[1054,389.83144835713921,0,0,null,0,0,null,0,0,null,0,0]
[1055,222.64119430310137,45.454545454545524,0,null,0,0,null,0,0,null,0,0]
[1056,465.43432126194517,0,0,null,0,0,null,0,0,null,0,0]
[1057,312.63763581698009,0,0,null,0,0,null,0,0,null,0,0]
[1058,298.36564195552438,0,0,null,0,0,null,0,0,null,0,0]
[1059,238.69723330915318,0,0,null,0,0,null,0,0,null,0,0]
[1060,128.89283119736598,0,0,null,0,0,null,0,0,null,0,0]
[1061,259.9794254576554,0,0,null,0,0,null,0,0,null,0,0]
[1062,298.69721779664502,0,0,null,0,0,null,0,0,null,0,0]
[1063,133.8188122477022,45.454545454545453,0,null,0,0,null,0,0,null,0,0]
[1064,319.45545400302041,0,0.19178329749588194,null,0,0,null,0,0,null,0,0]
[1065,634.30467588784268,318.18181818181819,17.458738324022587,null,0,0,null,0,0,null,0,0]
[1066,671.63400013112869,90.909090909090878,49.884650550847681,null,0,0,null,0,0,null,0,0]
[1067,150.07276833155842,0,79.387557809128168,null,0,0,null,0,0,null,0,0]
[1068,1855.5396358103267,0,99.011705986145358,null,0,0,null,0,0,null,0,0]
[1069,1186.2922287798822,0,116.32646725034169,null,0,0,null,0,0,null,0,0]
[1070,426.1381122687356,90.909090909090878,111.78477605753288,null,0,0,null,0,0,null,0,0]
[1071,369.93315147773114,90.909090909090821,107.97249967209422,null,0,0,null,0,0,null,0,0]
[1072,414.77860493285027,0,73.115542775064981,null,0,0,null,0,0,null,0,0]
[1073,154.21563905140053,0,33.315598572339781,null,0,0,null,0,0,null,0,0]
[1074,111.9510595512004,45.454545454545524,1.2821045313706441,null,0,0,null,0,0,null,0,0]
[1075,298.31403696446642,90.909090909090821,0,null,0,0,null,0,0,null,0,0]
[1076,295.87859358754986,181.81818181818187,0,null,0,0,null,0,0,null,0,0]
[1077,303.71575726510633,0,0,null,0,0,null,0,0,null,0,0]
[1078,261.71719139318833,0,0,null,0,0,null,0,0,null,0,0]
[1079,338.1322460522768,45.454545454545524,0,null,0,0,null,0,0,null,0,0]
[1080,272.74339659999572,0,0,null,0,0,null,0,0,null,0,0]
[1081,317.1962297334689,0,0,null,0,0,null,0,0,null,0,0]
[1082,214.98473991807489,0,0,null,0,0,null,0,0,null,0,0]
[1083,238.70935405438382,0,0,null,0,0,null,0,0,null,0,0]
[1084,108.11824116731182,0,0,null,0,0,null,0,0,null,0,0]
[1085,151.29453945080976,0,0,null,0,0,null,0,0,null,0,0]
[1086,189.36240273871869,0,0,null,0,0,null,0,0,null,0,0]
[1087,560.54351349130536,45.454545454545453,0,null,0,0,null,0,0,null,0,0]
[1088,187.78496120600931,0,0.29732399761760514,null,0,0,null,0,0,null,0,0]
[1089,138.92256422808828,318.18181818181819,4.6807072344062446,null,0,0,null,{"$f":"$B1118*J$6+$C1118*J$7","v":0},0,null,{"$f":"$B1118*M$6+$C1118*M$7","v":0},0]
[1090,479.59819256651383,90.909090909090878,13.209489060935526,null,{"$f":"B1119*$G$6+C1119*$G$7","v":0},{"$f":"D1119*$G$8","v":0},null,0,{"$f":"$D1119*J$8","v":0},null,0,{"$f":"$D1119*M$8","v":0}]
[1091,287.27240535463829,0,54.83350898603927,null,0,0,null,0,0,null,0,0]
[1092,353.08183548404077,0,31.708063823651198,null,0,0,null,0,0,null,0,0]
[1093,1536.7507217887821,0,31.12542468611808,null,0,0,null,0,0,null,0,0]
[1094,251.39545859099991,90.909090909090878,452.62060616540708,null,0,0,null,0,0,null,0,0]
[1095,254.3317642174257,90.909090909090821,483.66902996136292,null,0,0,null,0,0,null,0,0]
[1096,146.9185463976977,0,340.94676807984075,null,0,0,null,0,0,null,0,0]
[1097,688.55446864931298,0,278.62979495792763,null,0,0,null,0,0,null,0,0]
[1098,218.01217151091649,45.454545454545524,16.923993650516003,null,0,0,null,0,0,null,0,0]
[1099,233.96803072116012,90.909090909090821,0,null,0,0,null,0,0,null,0,0]
[1100,282.75641769411209,181.81818181818187,0,null,0,0,null,0,0,null,0,0]
[1101,302.04548184278946,0,0,null,0,0,null,0,0,null,0,0]
[1102,571.18846616631197,0,0,null,0,0,null,0,0,null,0,0]
[1103,1073.0118356778905,45.454545454545524,0,null,0,0,null,0,0,null,0,0]
[1104,358.02431727617983,0,0,null,0,0,null,0,0,null,0,0]
[1105,416.70901725848904,0,0,null,0,0,null,0,0,null,0,0]
[1106,334.29915219690565,0,0,null,0,0,null,0,0,null,0,0]
[1107,319.01195409855382,0,0,null,0,0,null,0,0,null,0,0]
[1108,150.4319464152272,0,0,null,0,0,null,0,0,null,0,0]
[1109,150.94560890629035,0,0,null,0,0,null,0,0,null,0,0]
[1110,75.22152854917762,0,0,null,0,0,null,0,0,null,0,0]
[1111,124.8525827871434,45.454545454545453,0,null,0,0,null,0,0,null,0,0]
[1112,65.04956040964997,0,0.28605139619836495,null,0,0,null,0,0,null,0,0]
[1113,240.72360153453479,318.18181818181819,110.22481225144381,null,0,0,null,0,0,null,0,0]
[1114,137.30508750658677,90.909090909090878,256.51300607371871,null,0,0,null,0,0,null,0,0]
[1115,120.03890227784585,0,370.38480471720248,null,0,0,null,0,0,null,0,0]
[1116,373.54270940742396,0,480.95571028516531,null,0,0,null,0,0,null,0,0]
[1117,132.12851923098913,0,514.51002102007726,null,0,0,null,0,0,null,0,0]
[1118,71.80563625407575,90.909090909090878,489.29592163789675,null,0,0,null,0,0,null,0,0]
[1119,164.57033660766325,90.909090909090821,445.50699628457608,null,0,0,null,0,0,null,0,0]
[1120,346.3475402514992,0,317.67272600660641,null,0,0,null,0,0,null,0,0]
[1121,426.89778915845039,0,170.89374925502588,null,0,0,null,0,0,null,0,0]
[1122,834.59135938483826,45.454545454545524,6.3472766447479883,null,0,0,null,0,0,null,0,0]
[1123,744.40355701443877,90.909090909090821,0,null,0,0,null,0,0,null,0,0]
[1124,393.77280250513854,181.81818181818187,0,null,0,0,null,0,0,null,0,0]
[1125,839.17391932030523,0,0,null,0,0,null,0,0,null,0,0]
[1126,579.19155550016978,0,0,null,0,0,null,0,0,null,0,0]
[1127,401.10420054079731,45.454545454545524,0,null,0,0,null,0,0,null,0,0]
[1128,238.66931886559158,0,0,null,0,0,null,0,0,null,0,0]
[1129,373.50627371266978,0,0,null,0,0,null,0,0,null,0,0]
[1130,205.35361412255176,0,0,null,0,0,null,0,0,null,0,0]
[1131,214.49541074130025,0,0,null,0,0,null,0,0,null,0,0]
[1132,108.91710846660594,0,0,null,0,0,null,0,0,null,0,0]
[1133,230.26110280478096,0,0,null,0,0,null,0,0,null,0,0]
[1134,110.88122013693901,0,0,null,0,0,null,0,0,null,0,0]
[1135,219.96948821801436,45.454545454545453,0,null,0,0,null,0,0,null,0,0]
[1136,67.381885628278368,0,0.30354736155114015,null,0,0,null,0,0,null,0,0]
[1137,117.06298385223442,318.18181818181819,6.5346533359213597,null,0,0,null,0,0,null,0,0]
[1138,478.24245966531572,90.909090909090878,18.246775769929489,null,0,0,null,0,0,null,0,0]
[1139,1051.3995368695082,0,28.51746454734986,null,0,0,null,0,0,null,0,0]
[1140,256.35109873762036,0,34.720155396325993,null,0,0,null,0,0,null,0,0]
[1141,961.22633448768181,0,39.881811363163685,null,0,0,null,0,0,null,0,0]
[1142,1393.8373654639668,90.909090909090878,38.569644280772799,null,0,0,null,0,0,null,0,0]
[1143,1045.9384616467687,90.909090909090821,31.435476306829532,null,0,0,null,0,0,null,0,0]
[1144,883.45706202054896,0,21.333219499826182,null,0,0,null,0,0,null,0,0]
[1145,248.64638174885704,0,12.229746645955586,null,0,0,null,0,0,null,0,0]
[1146,185.96441608998032,45.454545454545524,1.5225013454176086,null,0,0,null,0,0,null,0,0]
[1147,649.57791676441377,90.909090909090821,0,null,0,0,null,0,0,null,0,0]
[1148,1400.0216451521355,181.81818181818187,0,null,0,0,null,0,0,null,0,0]
[1149,503.42725630660982,0,0,null,0,0,null,0,0,null,0,0]
[1150,351.89397490428712,0,0,null,0,0,null,0,0,null,0,0]
[1151,864.98219975035931,45.454545454545524,0,null,0,0,null,0,0,null,0,0]
[1152,645.86722407110688,0,0,null,0,0,null,0,0,null,0,0]
[1153,285.74188579778394,0,0,null,0,0,null,{"$f":"$B1182*J$6+$C1182*J$7","v":0},0,null,{"$f":"$B1182*M$6+$C1182*M$7","v":0},0]
[1154,222.4026359992433,0,0,null,{"$f":"B1183*$G$6+C1183*$G$7","v":0},{"$f":"D1183*$G$8","v":0},null,0,{"$f":"$D1183*J$8","v":0},null,0,{"$f":"$D1183*M$8","v":0}]
[1155,221.52149455050471,0,0,null,0,0,null,0,0,null,0,0]
[1156,144.54475353856802,0,0,null,0,0,null,0,0,null,0,0]
[1157,158.21438309159075,0,0,null,0,0,null,0,0,null,0,0]
[1158,82.301145649817457,0,0,null,0,0,null,0,0,null,0,0]
[1159,132.56578429756823,45.454545454545453,0,null,0,0,null,0,0,null,0,0]
[1160,360.50613168598647,0,3.5619358029164441,null,0,0,null,0,0,null,0,0]
[1161,618.74320001673323,318.18181818181819,188.9808270717015,null,0,0,null,0,0,null,0,0]
[1162,308.7995724560646,90.909090909090878,206.79181681355843,null,0,0,null,0,0,null,0,0]
[1163,1786.9261906427846,0,414.7097219304685,null,0,0,null,0,0,null,0,0]
[1164,666.48283032621907,0,529.80580286205713,null,0,0,null,0,0,null,0,0]
[1165,209.50203100157532,0,623.57884262446692,null,0,0,null,0,0,null,0,0]
[1166,605.18532006178407,90.909090909090878,453.79948371616763,null,0,0,null,0,0,null,0,0]
[1167,180.1100502316541,90.909090909090821,261.46038204744514,null,0,0,null,0,0,null,0,0]
[1168,175.97825346540907,0,127.98389158049945,null,0,0,null,0,0,null,0,0]
[1169,1489.0464069233558,0,78.309806579221956,null,0,0,null,0,0,null,0,0]
[1170,556.38854039099806,45.454545454545524,1.7608856020810049,null,0,0,null,0,0,null,0,0]
[1171,213.37543551722115,90.909090909090821,0,null,0,0,null,0,0,null,0,0]
[1172,132.63658046857466,181.81818181818187,0,null,0,0,null,0,0,null,0,0]
[1173,426.71928363778039,0,0,null,0,0,null,0,0,null,0,0]
[1174,713.87075701159438,0,0,null,0,0,null,0,0,null,0,0]
[1175,984.55867723288964,45.454545454545524,0,null,0,0,null,0,0,null,0,0]
[1176,404.03585988155129,0,0,null,0,0,null,0,0,null,0,0]
[1177,261.63289711953865,0,0,null,0,0,null,0,0,null,0,0]
[1178,218.36238758902081,0,0,null,0,0,null,0,0,null,0,0]
[1179,205.31679276772232,0,0,null,0,0,null,0,0,null,0,0]
[1180,85.465302921814256,0,0,null,0,0,null,0,0,null,0,0]
[1181,142.74574111008886,0,0,null,0,0,null,0,0,null,0,0]
[1182,84.927307116462217,0,0,null,0,0,null,0,0,null,0,0]
[1183,142.02740330751678,45.454545454545453,0,null,0,0,null,0,0,null,0,0]
[1184,151.05138995557627,0,0.46509131599404091,null,0,0,null,0,0,null,0,0]
[1185,502.80075151392566,318.18181818181819,23.383711412858631,null,0,0,null,0,0,null,0,0]
[1186,303.16013128487333,90.909090909090878,55.400287772965264,null,0,0,null,0,0,null,0,0]
[1187,185.64925100331112,0,86.36037764379499,null,0,0,null,0,0,null,0,0]
[1188,126.67384780198012,0,108.79273008258126,null,0,0,null,0,0,null,0,0]
[1189,122.44174819599814,0,116.5213677167921,null,0,0,null,0,0,null,0,0]
[1190,321.49835969973566,90.909090909090878,115.01443706323694,null,0,0,null,0,0,null,0,0]
[1191,1281.7497087869692,90.909090909090821,91.632150703112359,null,0,0,null,0,0,null,0,0]
[1192,232.14723768079688,0,63.41975149204292,null,0,0,null,0,0,null,0,0]
[1193,161.8574934478539,0,33.915747604404494,null,0,0,null,0,0,null,0,0]
[1194,114.36712810051345,45.454545454545524,2.0008241944089979,null,0,0,null,0,0,null,0,0]
[1195,661.27259943545789,90.909090909090821,0,null,0,0,null,0,0,null,0,0]
[1196,298.14186728789446,181.81818181818187,0,null,0,0,null,0,0,null,0,0]
[1197,280.3440220978992,0,0,null,0,0,null,0,0,null,0,0]
[1198,254.2791858937963,0,0,null,0,0,null,0,0,null,0,0]
[1199,362.87344178289413,45.454545454545524,0,null,0,0,null,0,0,null,0,0]
[1200,269.31891877702213,0,0,null,0,0,null,0,0,null,0,0]
[1201,328.33537824810719,0,0,null,0,0,null,0,0,null,0,0]
[1202,232.19977927489526,0,0,null,0,0,null,0,0,null,0,0]
[1203,200.70347185004073,0,0,null,0,0,null,0,0,null,0,0]
[1204,96.135231677901956,0,0,null,0,0,null,0,0,null,0,0]
[1205,127.40197953399385,0,0,null,0,0,null,0,0,null,0,0]
[1206,71.153732990703602,0,0,null,0,0,null,0,0,null,0,0]
[1207,124.8525827871434,45.454545454545453,0,null,0,0,null,0,0,null,0,0]
[1208,59.117741152823243,0,0.43943819309549076,null,0,0,null,0,0,null,0,0]
[1209,370.12054554490351,318.18181818181819,8.55676567777539,null,0,0,null,0,0,null,0,0]
[1210,121.71719392030403,90.909090909090878,21.929479071362479,null,0,0,null,0,0,null,0,0]
[1211,130.34153572391321,0,35.934151211590653,null,0,0,null,0,0,null,0,0]
[1212,755.70569282289853,0,43.133840167829803,null,0,0,null,0,0,null,0,0]
[1213,1309.5952936602603,0,47.497773681753628,null,0,0,null,0,0,null,0,0]
[1214,529.67169991731282,90.909090909090878,48.347468632250965,null,0,0,null,0,0,null,0,0]
[1215,208.28196780551568,90.909090909090821,38.129629988559309,null,0,0,null,0,0,null,0,0]
[1216,60.68866319377976,0,26.366061032408943,null,0,0,null,0,0,null,0,0]
[1217,511.75576928514624,0,15.227786621097689,null,0,0,null,{"$f":"$B1246*J$6+$C1246*J$7","v":0},0,null,{"$f":"$B1246*M$6+$C1246*M$7","v":0},0]
[1218,465.4493803696559,45.454545454545524,1.7712394881358009,null,{"$f":"B1247*$G$6+C1247*$G$7","v":0},{"$f":"D1247*$G$8","v":0},null,0,{"$f":"$D1247*J$8","v":0},null,0,{"$f":"$D1247*M$8","v":0}]
[1219,482.58554305864971,90.909090909090821,0,null,0,0,null,0,0,null,0,0]
[1220,890.57267406157075,181.81818181818187,0,null,0,0,null,0,0,null,0,0]
[1221,510.16969631265118,0,0,null,0,0,null,0,0,null,0,0]
[1222,249.57927510677735,0,0,null,0,0,null,0,0,null,0,0]
[1223,385.2785475179557,45.454545454545524,0,null,0,0,null,0,0,null,0,0]
[1224,326.65233931376713,0,0,null,0,0,null,0,0,null,0,0]
[1225,298.5132946701525,0,0,null,0,0,null,0,0,null,0,0]
[1226,268.84106757868591,0,0,null,0,0,null,0,0,null,0,0]
[1227,278.48229399523416,0,0,null,0,0,null,0,0,null,0,0]
[1228,140.55078433740789,0,0,null,0,0,null,0,0,null,0,0]
[1229,133.38889308732357,0,0,null,0,0,null,0,0,null,0,0]
[1230,73.660523481591682,0,0,null,0,0,null,0,0,null,0,0]
[1231,124.8525827871434,45.454545454545453,0,null,0,0,null,0,0,null,0,0]
[1232,163.09729876682712,0,1.4387769790127052,null,0,0,null,0,0,null,0,0]
[1233,1287.4151471202033,318.18181818181819,102.5001788493839,null,0,0,null,0,0,null,0,0]
[1234,785.18306975239932,90.909090909090878,250.8312571235532,null,0,0,null,0,0,null,0,0]
[1235,308.45221393547223,0,303.00165568612618,null,0,0,null,0,0,null,0,0]
[1236,113.89932242890629,0,44.304470896036641,null,0,0,null,0,0,null,0,0]
[1237,475.82620746834749,0,300.41273948480381,null,0,0,null,0,0,null,0,0]
[1238,400.19521810755941,90.909090909090878,563.75865890843829,null,0,0,null,0,0,null,0,0]
[1239,166.75677212915173,90.909090909090821,200.94959504695566,null,0,0,null,0,0,null,0,0]
[1240,519.5202452208498,0,254.02416819114131,null,0,0,null,0,0,null,0,0]
[1241,175.63044317158543,0,264.99834031038137,null,0,0,null,0,0,null,0,0]
[1242,162.24150987686275,45.454545454545524,65.607798349663838,null,0,0,null,0,0,null,0,0]
[1243,240.63737896050745,90.909090909090821,0,null,0,0,null,0,0,null,0,0]
[1244,248.47619546695921,181.81818181818187,0,null,0,0,null,0,0,null,0,0]
[1245,798.40450720336992,0,0,null,0,0,null,0,0,null,0,0]
[1246,1035.4396374108549,0,0,null,0,0,null,0,0,null,0,0]
[1247,424.21139126096239,45.454545454545524,0,null,0,0,null,0,0,null,0,0]
[1248,334.01018261174727,0,0,null,0,0,null,0,0,null,0,0]
[1249,329.59428292320126,0,0,null,0,0,null,0,0,null,0,0]
[1250,187.04513662780101,0,0,null,0,0,null,0,0,null,0,0]
[1251,256.90250082178835,0,0,null,0,0,null,0,0,null,0,0]
[1252,491.44112480706474,0,0,null,0,0,null,0,0,null,0,0]
[1253,356.44283549506054,0,0,null,0,0,null,0,0,null,0,0]
[1254,481.94580645242183,0,0,null,0,0,null,0,0,null,0,0]
[1255,402.47687493817045,45.454545454545453,0,null,0,0,null,0,0,null,0,0]
[1256,371.56687734374793,0,1.9138536896252689,null,0,0,null,0,0,null,0,0]
[1257,951.77059220269405,318.18181818181819,55.098538742403107,null,0,0,null,0,0,null,0,0]
[1258,228.64745513688646,90.909090909090878,266.20052765347646,null,0,0,null,0,0,null,0,0]
[1259,263.2199066950742,0,263.21277022644642,null,0,0,null,0,0,null,0,0]
[1260,241.78541554627219,0,354.66014541931395,null,0,0,null,0,0,null,0,0]
[1261,488.08183271923713,0,355.79969345855699,null,0,0,null,0,0,null,0,0]
[1262,386.7737240836035,90.909090909090878,432.47403570061181,null,0,0,null,0,0,null,0,0]
[1263,260.48946274400845,90.909090909090821,522.08601840202982,null,0,0,null,0,0,null,0,0]
[1264,159.51904357993092,0,300.16383102911641,null,0,0,null,0,0,null,0,0]
[1265,249.21041879168956,0,182.25190033228699,null,0,0,null,0,0,null,0,0]
[1266,883.17773393727873,45.454545454545524,29.363196731274577,null,0,0,null,0,0,null,0,0]
[1267,562.33554730889421,90.909090909090821,0,null,0,0,null,0,0,null,0,0]
[1268,325.31758815715352,181.81818181818187,0,null,0,0,null,0,0,null,0,0]
[1269,596.02185301974453,0,0,null,0,0,null,0,0,null,0,0]
[1270,701.37555421236152,0,0,null,0,0,null,0,0,null,0,0]
[1271,307.39991287226417,45.454545454545524,0,null,0,0,null,0,0,null,0,0]
[1272,195.39789109679856,0,0,null,0,0,null,0,0,null,0,0]
[1273,262.77775660087178,0,0,null,0,0,null,0,0,null,0,0]
[1274,175.39866146619713,0,0,null,0,0,null,0,0,null,0,0]
[1275,202.18183547287222,0,0,null,0,0,null,0,0,null,0,0]
[1276,129.51319297599022,0,0,null,0,0,null,0,0,null,0,0]
[1277,160.44937505306368,0,0,null,0,0,null,0,0,null,0,0]
[1278,259.07128780363013,0,0,null,0,0,null,0,0,null,0,0]
[1279,753.13719671992703,45.454545454545453,0,null,0,0,null,0,0,null,0,0]
[1280,146.77350147977066,0,0.67699212676761245,null,0,0,null,0,0,null,0,0]
[1281,209.460893926853,318.18181818181819,25.096613180562436,null,0,0,null,{"$f":"$B1310*J$6+$C1310*J$7","v":0},0,null,{"$f":"$B1310*M$6+$C1310*M$7","v":0},0]
[1282,918.80152240848531,90.909090909090878,58.725703256308982,null,{"$f":"B1311*$G$6+C1311*$G$7","v":0},{"$f":"D1311*$G$8","v":0},null,0,{"$f":"$D1311*J$8","v":0},null,0,{"$f":"$D1311*M$8","v":0}]
[1283,195.20744847855309,0,86.670429983085469,null,0,0,null,0,0,null,0,0]
[1284,1145.2178697318016,0,111.50856540011863,null,0,0,null,0,0,null,0,0]
[1285,115.20805071280478,0,126.76083361996123,null,0,0,null,0,0,null,0,0]
[1286,71.153732990703602,90.909090909090878,121.95132625851996,null,0,0,null,0,0,null,0,0]
[1287,129.36756038556709,90.909090909090821,106.16052757484947,null,0,0,null,0,0,null,0,0]
[1288,105.04888281483127,0,76.632307874244148,null,0,0,null,0,0,null,0,0]
[1289,213.98909415643749,0,39.6405485211084,null,0,0,null,0,0,null,0,0]
[1290,1078.4340326920649,45.454545454545524,4.502199571968819,null,0,0,null,0,0,null,0,0]
[1291,318.98440695030223,90.909090909090821,0,null,0,0,null,0,0,null,0,0]
[1292,409.96648542862039,181.81818181818187,0,null,0,0,null,0,0,null,0,0]
[1293,548.72101205237448,0,0,null,0,0,null,0,0,null,0,0]
[1294,493.30046549021495,0,0,null,0,0,null,0,0,null,0,0]
[1295,394.14230158701901,45.454545454545524,0,null,0,0,null,0,0,null,0,0]
[1296,317.08714302639271,0,0,null,0,0,null,0,0,null,0,0]
[1297,235.099208452195,0,0,null,0,0,null,0,0,null,0,0]
[1298,179.60419276592884,0,0,null,0,0,null,0,0,null,0,0]
[1299,225.85401820367593,0,0,null,0,0,null,0,0,null,0,0]
[1300,106.72251898923496,0,0,null,0,0,null,0,0,null,0,0]
[1301,126.02462212141796,0,0,null,0,0,null,0,0,null,0,0]
[1302,71.869958845243033,0,0,null,0,0,null,0,0,null,0,0]
[1303,142.84087059538408,45.454545454545453,0,null,0,0,null,0,0,null,0,0]
[1304,679.47814241957553,0,2.3906878699329717,null,0,0,null,0,0,null,0,0]
[1305,607.19102792597698,318.18181818181819,87.654608703883923,null,0,0,null,0,0,null,0,0]
[1306,853.45015544259184,90.909090909090878,170.93993299739884,null,0,0,null,0,0,null,0,0]
[1307,137.3648923654408,0,266.77530046037367,null,0,0,null,0,0,null,0,0]
[1308,688.47730908706023,0,308.88192992700186,null,0,0,null,0,0,null,0,0]
[1309,1451.6153418791939,0,407.59173172022309,null,0,0,null,0,0,null,0,0]
[1310,314.3018600490646,90.909090909090878,270.21698818955076,null,0,0,null,0,0,null,0,0]
[1311,261.25930269495166,90.909090909090821,274.25386908074967,null,0,0,null,0,0,null,0,0]
[1312,132.54864997135579,0,240.61905842672377,null,0,0,null,0,0,null,0,0]
[1313,177.90404705252442,0,71.010031062547597,null,0,0,null,0,0,null,0,0]
[1314,122.6232930853584,45.454545454545524,2.7259974094934529,null,0,0,null,0,0,null,0,0]
[1315,276.90347510511225,90.909090909090821,0,null,0,0,null,0,0,null,0,0]
[1316,929.61882840771852,181.81818181818187,0,null,0,0,null,0,0,null,0,0]
[1317,455.85112750437992,0,0,null,0,0,null,0,0,null,0,0]
[1318,468.69470990516731,0,0,null,0,0,null,0,0,null,0,0]
[1319,506.25487925080074,45.454545454545524,0,null,0,0,null,0,0,null,0,0]
[1320,367.10009256295206,0,0,null,0,0,null,0,0,null,0,0]
[1321,407.64618913139526,0,0,null,0,0,null,0,0,null,0,0]
[1322,320.18454437579339,0,0,null,0,0,null,0,0,null,0,0]
[1323,391.80584429615271,0,0,null,0,0,null,0,0,null,0,0]
[1324,161.1828637871742,0,0,null,0,0,null,0,0,null,0,0]
[1325,153.71868849694314,0,0,null,0,0,null,0,0,null,0,0]
[1326,71.41083970771777,0,0,null,0,0,null,0,0,null,0,0]
[1327,124.8525827871434,45.454545454545453,0,null,0,0,null,0,0,null,0,0]
[1328,59.117741152823243,0,0.88676734769233678,null,0,0,null,0,0,null,0,0]
[1329,167.40925388263713,318.18181818181819,8.500270742715994,null,0,0,null,0,0,null,0,0]
[1330,395.51442504142693,90.909090909090878,17.701367938549581,null,0,0,null,0,0,null,0,0]
[1331,622.87407854470302,0,22.554481067232128,null,0,0,null,0,0,null,0,0]
[1332,766.07267640728162,0,26.940743365529038,null,0,0,null,0,0,null,0,0]
[1333,215.93658571399214,0,33.324035448234049,null,0,0,null,0,0,null,0,0]
[1334,71.153732990703602,90.909090909090878,377.66922116692479,null,0,0,null,0,0,null,0,0]
[1335,329.59070179392887,90.909090909090821,320.48908456907918,null,0,0,null,0,0,null,0,0]
[1336,405.0708062413608,0,272.27073581560609,null,0,0,null,0,0,null,0,0]
[1337,332.05910992491999,0,147.62248603904501,null,0,0,null,0,0,null,0,0]
[1338,248.77361284424808,45.454545454545524,44.591162997495701,null,0,0,null,0,0,null,0,0]
[1339,290.68375237027868,90.909090909090821,0,null,0,0,null,0,0,null,0,0]
[1340,258.78250186612678,181.81818181818187,0,null,0,0,null,0,0,null,0,0]
[1341,291.8146546298309,0,0,null,0,0,null,0,0,null,0,0]
[1342,262.41055311467915,0,0,null,0,0,null,0,0,null,0,0]
[1343,241.80317427451166,45.454545454545524,0,null,0,0,null,0,0,null,0,0]
[1344,142.45970988741061,0,0,null,0,0,null,0,0,null,0,0]
[1345,216.32040931296336,0,0,null,0,0,null,{"$f":"$B1374*J$6+$C1374*J$7","v":0},0,null,{"$f":"$B1374*M$6+$C1374*M$7","v":0},0]
[1346,154.77842729017902,0,0,null,{"$f":"B1375*$G$6+C1375*$G$7","v":0},{"$f":"D1375*$G$8","v":0},null,0,{"$f":"$D1375*J$8","v":0},null,0,{"$f":"$D1375*M$8","v":0}]
[1347,210.13377893481012,0,0,null,0,0,null,0,0,null,0,0]
[1348,119.37584241943198,0,0,null,0,0,null,0,0,null,0,0]
[1349,156.52849761859781,0,0,null,0,0,null,0,0,null,0,0]
[1350,92.915980109402085,0,0,null,0,0,null,0,0,null,0,0]
[1351,902.58681182850523,45.454545454545453,0,null,0,0,null,0,0,null,0,0]
[1352,1784.5480636989967,0,7.1391756965036404,null,0,0,null,0,0,null,0,0]
[1353,188.37410288328178,318.18181818181819,144.19717397692227,null,0,0,null,0,0,null,0,0]
[1354,460.34452650333981,90.909090909090878,265.26292361617107,null,0,0,null,0,0,null,0,0]
[1355,304.68780430307493,0,406.39093482609445,null,0,0,null,0,0,null,0,0]
[1356,409.15540556026821,0,556.51675886217538,null,0,0,null,0,0,null,0,0]
[1357,571.13069979642853,0,568.87736217126849,null,0,0,null,0,0,null,0,0]
[1358,170.657833981642,90.909090909090878,598.61152460502672,null,0,0,null,0,0,null,0,0]
[1359,220.34329383740462,90.909090909090821,593.90237199759906,null,0,0,null,0,0,null,0,0]
[1360,151.10430802736747,0,427.83919563221417,null,0,0,null,0,0,null,0,0]
[1361,292.63289675672837,0,240.0656880934626,null,0,0,null,0,0,null,0,0]
[1362,254.32087391148355,45.454545454545524,83.310179492483684,null,0,0,null,0,0,null,0,0]
[1363,412.83225199075656,90.909090909090821,0,null,0,0,null,0,0,null,0,0]
[1364,218.88670164407466,181.81818181818187,0,null,0,0,null,0,0,null,0,0]
[1365,491.28869725340633,0,0,null,0,0,null,0,0,null,0,0]
[1366,539.24001821482227,0,0,null,0,0,null,0,0,null,0,0]
[1367,415.33974034273376,45.454545454545524,0,null,0,0,null,0,0,null,0,0]
[1368,666.50903684658863,0,0,null,0,0,null,0,0,null,0,0]
[1369,411.55962883583322,0,0,null,0,0,null,0,0,null,0,0]
[1370,161.09581479869939,0,0,null,0,0,null,0,0,null,0,0]
[1371,154.8007404802627,0,0,null,0,0,null,0,0,null,0,0]
[1372,74.115877842189249,0,0,null,0,0,null,0,0,null,0,0]
[1373,130.21178865564858,0,0,null,0,0,null,0,0,null,0,0]
[1374,319.80433955386422,0,0,null,0,0,null,0,0,null,0,0]
[1375,369.95067146401919,45.454545454545453,0,null,0,0,null,0,0,null,0,0]
[1376,120.74979316800723,0,0.86691654828225562,null,0,0,null,0,0,null,0,0]
[1377,442.22052307804671,318.18181818181819,10.785031505526696,null,0,0,null,0,0,null,0,0]
[1378,906.07177400665637,90.909090909090878,19.419548648392677,null,0,0,null,0,0,null,0,0]
[1379,226.38304282108075,0,27.914403039929098,null,0,0,null,0,0,null,0,0]
[1380,157.88969403753293,0,31.91079419731533,null,0,0,null,0,0,null,0,0]
[1381,865.04491542454559,0,29.185863220528685,null,0,0,null,0,0,null,0,0]
[1382,2103.4484518471322,90.909090909090878,412.78263809162451,null,0,0,null,0,0,null,0,0]
[1383,179.37546879399639,90.909090909090821,355.14509155608522,null,0,0,null,0,0,null,0,0]
[1384,370.20737415619232,0,240.04545014196222,null,0,0,null,0,0,null,0,0]
[1385,303.59738716906958,0,151.09198127402803,null,0,0,null,0,0,null,0,0]
[1386,209.64646988224064,45.454545454545524,46.72445181440132,null,0,0,null,0,0,null,0,0]
[1387,414.83948413048637,90.909090909090821,0,null,0,0,null,0,0,null,0,0]
[1388,667.12159359987493,181.81818181818187,0,null,0,0,null,0,0,null,0,0]
[1389,567.2119434923776,0,0,null,0,0,null,0,0,null,0,0]
[1390,361.16046828078748,0,0,null,0,0,null,0,0,null,0,0]
[1391,749.41970906338474,45.454545454545524,0,null,0,0,null,0,0,null,0,0]
[1392,486.81770326835783,0,0,null,0,0,null,0,0,null,0,0]
[1393,227.36800947157923,0,0,null,0,0,null,0,0,null,0,0]
[1394,230.6423553365822,0,0,null,0,0,null,0,0,null,0,0]
[1395,243.47473523041367,0,0,null,0,0,null,0,0,null,0,0]
[1396,138.04362655120983,0,0,null,0,0,null,0,0,null,0,0]
[1397,147.66749826435981,0,0,null,0,0,null,0,0,null,0,0]
[1398,231.5218439564255,0,0,null,0,0,null,0,0,null,0,0]
[1399,239.50969053491795,45.454545454545453,0,null,0,0,null,0,0,null,0,0]
[1400,1437.3303090342326,0,5.4489254374090654,null,0,0,null,0,0,null,0,0]
[1401,519.730530968219,318.18181818181819,183.57263281619979,null,0,0,null,0,0,null,0,0]
[1402,722.11139458720834,90.909090909090878,379.95515838224895,null,0,0,null,0,0,null,0,0]
[1403,1216.6877521606064,0,570.38210966999156,null,0,0,null,0,0,null,0,0]
[1404,398.68739740086414,0,665.61355609872078,null,0,0,null,0,0,null,0,0]
[1405,171.50535872713107,0,700.86396856120666,null,0,0,null,0,0,null,0,0]
[1406,140.70096220729249,90.909090909090878,678.13124813365562,null,0,0,null,0,0,null,0,0]
[1407,188.24845115772379,90.909090909090821,595.6129013975459,null,0,0,null,0,0,null,0,0]
[1408,590.94399535871457,0,434.05054959838697,null,0,0,null,0,0,null,0,0]
[1409,300.52648617628694,0,258.46999475842489,null,0,0,null,{"$f":"$B1438*J$6+$C1438*J$7","v":0},0,null,{"$f":"$B1438*M$6+$C1438*M$7","v":0},0]
[1410,432.64502415722626,45.454545454545524,85.432176103250853,null,{"$f":"B1439*$G$6+C1439*$G$7","v":0},{"$f":"D1439*$G$8","v":0},null,0,{"$f":"$D1439*J$8","v":0},null,0,{"$f":"$D1439*M$8","v":0}]
[1411,232.3745200186375,90.909090909090821,1.9397601317927986E-2,null,0,0,null,0,0,null,0,0]
[1412,564.58146630584042,181.81818181818187,0,null,0,0,null,0,0,null,0,0]
[1413,872.45344547530783,0,0,null,0,0,null,0,0,null,0,0]
[1414,312.04904508267271,0,0,null,0,0,null,0,0,null,0,0]
[1415,340.35227072986652,45.454545454545524,0,null,0,0,null,0,0,null,0,0]
[1416,297.87291529713201,0,0,null,0,0,null,0,0,null,0,0]
[1417,302.86060195955179,0,0,null,0,0,null,0,0,null,0,0]
[1418,252.18541897902608,0,0,null,0,0,null,0,0,null,0,0]
[1419,273.81534796228971,0,0,null,0,0,null,0,0,null,0,0]
[1420,130.53243746129633,0,0,null,0,0,null,0,0,null,0,0]
[1421,147.57567443685488,0,0,null,0,0,null,0,0,null,0,0]
[1422,77.067187482029283,0,0,null,0,0,null,0,0,null,0,0]
[1423,292.30150456326282,45.454545454545453,0,null,0,0,null,0,0,null,0,0]
[1424,387.47570806249666,0,18.001445064179485,null,0,0,null,0,0,null,0,0]
[1425,302.94397799492629,318.18181818181819,231.58608080097349,null,0,0,null,0,0,null,0,0]
[1426,538.7153368644581,90.909090909090878,453.98351156570635,null,0,0,null,0,0,null,0,0]
[1427,1156.6808808860515,0,644.48545747904268,null,0,0,null,0,0,null,0,0]
[1428,465.79774160644467,0,718.77997793002805,null,0,0,null,0,0,null,0,0]
[1429,272.63173882574955,0,490.39864455889096,null,0,0,null,0,0,null,0,0]
[1430,399.32098181064913,90.909090909090878,307.97997287538954,null,0,0,null,0,0,null,0,0]
[1431,129.36756038556709,90.909090909090821,192.81279643664865,null,0,0,null,0,0,null,0,0]
[1432,60.68866319377976,0,40.102526177809104,null,0,0,null,0,0,null,0,0]
[1433,104.97593796626128,0,11.47236048224476,null,0,0,null,0,0,null,0,0]
[1434,123.24052367146464,45.454545454545524,11.898031859374184,null,0,0,null,0,0,null,0,0]
[1435,259.82947714733939,90.909090909090821,6.1896619322538642E-2,null,0,0,null,0,0,null,0,0]
[1436,315.27031677537781,181.81818181818187,0,null,0,0,null,0,0,null,0,0]
[1437,412.94745416474456,0,0,null,0,0,null,0,0,null,0,0]
[1438,382.25194233956159,0,0,null,0,0,null,0,0,null,0,0]
[1439,563.102735387699,45.454545454545524,0,null,0,0,null,0,0,null,0,0]
[1440,1275.6978757875931,0,0,null,0,0,null,0,0,null,0,0]
[1441,345.96426759549314,0,0,null,0,0,null,0,0,null,0,0]
[1442,196.51483613456998,0,0,null,0,0,null,0,0,null,0,0]
[1443,189.4183234496692,0,0,null,0,0,null,0,0,null,0,0]
[1444,87.512974275176958,0,0,null,0,0,null,0,0,null,0,0]
[1445,124.68399423984413,0,0,null,0,0,null,0,0,null,0,0]
[1446,71.153732990703602,0,0,null,0,0,null,0,0,null,0,0]
[1447,142.99173714397489,45.454545454545453,0,null,0,0,null,0,0,null,0,0]
[1448,1168.5336841880594,0,1.4190519947612761,null,0,0,null,0,0,null,0,0]
[1449,920.4288426442954,318.18181818181819,15.5029484713044,null,0,0,null,0,0,null,0,0]
[1450,118.93855898808725,90.909090909090878,31.607505229543108,null,0,0,null,0,0,null,0,0]
[1451,596.46145041154205,0,52.145255869898357,null,0,0,null,0,0,null,0,0]
[1452,303.06734330717939,0,67.829678933001787,null,0,0,null,0,0,null,0,0]
[1453,115.20805071280478,0,72.250729634618935,null,0,0,null,0,0,null,0,0]
[1454,72.475996106776407,90.909090909090878,65.525724388319261,null,0,0,null,0,0,null,0,0]
[1455,433.64068828362917,90.909090909090821,53.426788358533251,null,0,0,null,0,0,null,0,0]
[1456,253.41916392538386,0,47.010139764552605,null,0,0,null,0,0,null,0,0]
[1457,122.46837710597453,0,24.507929353992211,null,0,0,null,0,0,null,0,0]
[1458,216.90900004727084,45.454545454545524,6.2250697129928447,null,0,0,null,0,0,null,0,0]
[1459,519.66914673953215,90.909090909090821,7.0905543486573727E-2,null,0,0,null,0,0,null,0,0]
[1460,440.58431429573415,181.81818181818187,0,null,0,0,null,0,0,null,0,0]
[1461,269.66316630633844,0,0,null,0,0,null,0,0,null,0,0]
[1462,322.13956548720353,0,0,null,0,0,null,0,0,null,0,0]
[1463,464.02620286715523,45.454545454545524,0,null,0,0,null,0,0,null,0,0]
[1464,218.70094204103208,0,0,null,0,0,null,0,0,null,0,0]
[1465,256.01979836798216,0,0,null,0,0,null,0,0,null,0,0]
[1466,276.62616714604695,0,0,null,0,0,null,0,0,null,0,0]
[1467,367.4893337677459,0,0,null,0,0,null,0,0,null,0,0]
[1468,296.59270749405653,0,0,null,0,0,null,0,0,null,0,0]
[1469,281.76839331015748,0,0,null,0,0,null,0,0,null,0,0]
[1470,84.743659461452054,0,0,null,0,0,null,0,0,null,0,0]
[1471,132.70352003882581,45.454545454545453,0,null,0,0,null,0,0,null,0,0]
[1472,96.688874263460932,0,1.5761239289237088,null,0,0,null,0,0,null,0,0]
[1473,191.24061321842086,318.18181818181819,15.425007665616222,null,0,0,null,{"$f":"$B1502*J$6+$C1502*J$7","v":0},0,null,{"$f":"$B1502*M$6+$C1502*M$7","v":0},0]
[1474,965.14767104128566,90.909090909090878,30.387664386518477,null,{"$f":"B1503*$G$6+C1503*$G$7","v":0},{"$f":"D1503*$G$8","v":0},null,0,{"$f":"$D1503*J$8","v":0},null,0,{"$f":"$D1503*M$8","v":0}]
[1475,1251.9404805448646,0,48.487902811940586,null,0,0,null,0,0,null,0,0]
[1476,62.218494071927758,0,55.552327093736707,null,0,0,null,0,0,null,0,0]
[1477,330.02466120271788,0,60.146747623887791,null,0,0,null,0,0,null,0,0]
[1478,482.35065770789191,90.909090909090878,62.700323128523443,null,0,0,null,0,0,null,0,0]
[1479,280.10794303738362,90.909090909090821,58.197028951603947,null,0,0,null,0,0,null,0,0]
[1480,174.4212243695541,0,45.016257278562165,null,0,0,null,0,0,null,0,0]
[1481,786.24179848353276,0,28.375849774044287,null,0,0,null,0,0,null,0,0]
[1482,502.47054384783473,45.454545454545524,8.7066979406525054,null,0,0,null,0,0,null,0,0]
[1483,406.06094257334775,90.909090909090821,0.11568449258945122,null,0,0,null,0,0,null,0,0]
[1484,240.72075499588215,181.81818181818187,0,null,0,0,null,0,0,null,0,0]
[1485,274.83358238549334,0,0,null,0,0,null,0,0,null,0,0]
[1486,230.03135958836333,0,0,null,0,0,null,0,0,null,0,0]
[1487,354.01694179620426,45.454545454545524,0,null,0,0,null,0,0,null,0,0]
[1488,375.92987181583845,0,0,null,0,0,null,0,0,null,0,0]
[1489,434.07914705996592,0,0,null,0,0,null,0,0,null,0,0]
[1490,328.33693925317482,0,0,null,0,0,null,0,0,null,0,0]
[1491,261.26431627593342,0,0,null,0,0,null,0,0,null,0,0]
[1492,164.88374969570364,0,0,null,0,0,null,0,0,null,0,0]
[1493,193.56072586799121,0,0,null,0,0,null,0,0,null,0,0]
[1494,142.37132027105417,0,0,null,0,0,null,0,0,null,0,0]
[1495,191.30441241377133,45.454545454545453,0,null,0,0,null,0,0,null,0,0]
[1496,127.16405481454548,0,2.3871078889516242,null,0,0,null,0,0,null,0,0]
[1497,185.37705579496148,318.18181818181819,33.337103171533322,null,0,0,null,0,0,null,0,0]
[1498,852.01584889219782,90.909090909090878,67.971621452538443,null,0,0,null,0,0,null,0,0]
[1499,422.85827533884816,0,92.941371475306894,null,0,0,null,0,0,null,0,0]
[1500,58.344859996713204,0,103.57510036126502,null,0,0,null,0,0,null,0,0]
[1501,260.70729457352235,0,95.045183057532071,null,0,0,null,0,0,null,0,0]
[1502,689.99325620248976,90.909090909090878,86.888819791915296,null,0,0,null,0,0,null,0,0]
[1503,209.04043262070746,90.909090909090821,60.914851045726884,null,0,0,null,0,0,null,0,0]
[1504,245.30737354452515,0,54.096865784869031,null,0,0,null,0,0,null,0,0]
[1505,445.20799294115835,0,29.033664505831613,null,0,0,null,0,0,null,0,0]
[1506,610.44774361609905,45.454545454545524,8.713561221755155,null,0,0,null,0,0,null,0,0]
[1507,233.28403503007496,90.909090909090821,0.12979280681554584,null,0,0,null,0,0,null,0,0]
[1508,230.45283095661156,181.81818181818187,0,null,0,0,null,0,0,null,0,0]
[1509,306.01245483866273,0,0,null,0,0,null,0,0,null,0,0]
[1510,282.47736508232418,0,0,null,0,0,null,0,0,null,0,0]
[1511,217.59437309576847,45.454545454545524,0,null,0,0,null,0,0,null,0,0]
[1512,193.22634940013145,0,0,null,0,0,null,0,0,null,0,0]
[1513,297.59569916189429,0,0,null,0,0,null,0,0,null,0,0]
[1514,212.1967848673662,0,0,null,0,0,null,0,0,null,0,0]
[1515,233.37438967634006,0,0,null,0,0,null,0,0,null,0,0]
[1516,109.89044103815944,0,0,null,0,0,null,0,0,null,0,0]
[1517,123.75657358204306,0,0,null,0,0,null,0,0,null,0,0]
[1518,71.153732990703602,0,0,null,0,0,null,0,0,null,0,0]
[1519,565.95578251324901,45.454545454545453,0,null,0,0,null,0,0,null,0,0]
[1520,125.46487325132989,0,1.9710136141221843,null,0,0,null,0,0,null,0,0]
[1521,378.54455530404499,318.18181818181819,89.616511420615936,null,0,0,null,0,0,null,0,0]
[1522,174.68948768161005,90.909090909090878,458.0799158401623,null,0,0,null,0,0,null,0,0]
[1523,683.77770131867226,0,558.49702971205568,null,0,0,null,0,0,null,0,0]
[1524,732.17750821838865,0,685.84459699899594,null,0,0,null,0,0,null,0,0]
[1525,237.54521156927473,0,460.52811851231445,null,0,0,null,0,0,null,0,0]
[1526,295.0825728269084,90.909090909090878,347.69713371478787,null,0,0,null,0,0,null,0,0]
[1527,142.59019154629527,90.909090909090821,212.51150903182813,null,0,0,null,0,0,null,0,0]
[1528,269.11764094713084,0,330.25243933633226,null,0,0,null,0,0,null,0,0]
[1529,187.39865836369552,0,36.580116744010986,null,0,0,null,0,0,null,0,0]
[1530,110.47269592836899,45.454545454545524,39.586301047910631,null,0,0,null,0,0,null,0,0]
[1531,361.32437381288412,90.909090909090821,0.194256837577334,null,0,0,null,0,0,null,0,0]
[1532,748.76656617834146,181.81818181818187,0,null,0,0,null,0,0,null,0,0]
[1533,990.29941110467837,0,0,null,0,0,null,0,0,null,0,0]
[1534,920.47528713624797,0,0,null,0,0,null,0,0,null,0,0]
[1535,814.53565810032114,45.454545454545524,0,null,0,0,null,0,0,null,0,0]
[1536,743.79164302794493,0,0,null,0,0,null,0,0,null,0,0]
[1537,400.88887366529821,0,0,null,0,0,null,{"$f":"$B1566*J$6+$C1566*J$7","v":0},0,null,{"$f":"$B1566*M$6+$C1566*M$7","v":0},0]
[1538,210.97121224165622,0,0,null,{"$f":"B1567*$G$6+C1567*$G$7","v":0},{"$f":"D1567*$G$8","v":0},null,0,{"$f":"$D1567*J$8","v":0},null,0,{"$f":"$D1567*M$8","v":0}]
[1539,267.11964628444849,0,0,null,0,0,null,0,0,null,0,0]
[1540,155.80235479068796,0,0,null,0,0,null,0,0,null,0,0]
[1541,163.38773753322565,0,0,null,0,0,null,0,0,null,0,0]
[1542,93.320004950424334,0,0,null,0,0,null,0,0,null,0,0]
[1543,306.68579896575739,45.454545454545453,0,null,0,0,null,0,0,null,0,0]
[1544,837.84991155150954,0,14.687896893894271,null,0,0,null,0,0,null,0,0]
[1545,116.99384051012315,318.18181818181819,44.252360749310135,null,0,0,null,0,0,null,0,0]
[1546,399.62886710427358,90.909090909090878,288.85940185127174,null,0,0,null,0,0,null,0,0]
[1547,728.13540496685027,0,623.19323532611372,null,0,0,null,0,0,null,0,0]
[1548,415.61940817416593,0,555.40958589944591,null,0,0,null,0,0,null,0,0]
[1549,323.94895400819075,0,109.93607837520364,null,0,0,null,0,0,null,0,0]
[1550,266.34061293189546,90.909090909090878,363.83518712518384,null,0,0,null,0,0,null,0,0]
[1551,175.51207307554864,90.909090909090821,171.38299110463112,null,0,0,null,0,0,null,0,0]
[1552,1033.6562442154341,0,183.53359285965166,null,0,0,null,0,0,null,0,0]
[1553,1154.1079772393596,0,356.20522143078864,null,0,0,null,0,0,null,0,0]
[1554,459.36944927906364,45.454545454545524,129.28079714129044,null,0,0,null,0,0,null,0,0]
[1555,491.30394000877214,90.909090909090821,3.3686917139576678,null,0,0,null,0,0,null,0,0]
[1556,249.61334174678174,181.81818181818187,0,null,0,0,null,0,0,null,0,0]
[1557,690.24329248478602,0,0,null,0,0,null,0,0,null,0,0]
[1558,931.558514939936,0,0,null,0,0,null,0,0,null,0,0]
[1559,319.60945174412916,45.454545454545524,0,null,0,0,null,0,0,null,0,0]
[1560,1294.9384569553479,0,0,null,0,0,null,0,0,null,0,0]
[1561,258.65780510837493,0,0,null,0,0,null,0,0,null,0,0]
[1562,182.65494761095673,0,0,null,0,0,null,0,0,null,0,0]
[1563,171.61368329643869,0,0,null,0,0,null,0,0,null,0,0]
[1564,83.702285433717179,0,0,null,0,0,null,0,0,null,0,0]
[1565,122.18638613170658,0,0,null,0,0,null,0,0,null,0,0]
[1566,531.95216854759622,0,0,null,0,0,null,0,0,null,0,0]
[1567,1191.6183780704851,45.454545454545453,0,null,0,0,null,0,0,null,0,0]
[1568,209.35750029708228,0,2.4844344567675765,null,0,0,null,0,0,null,0,0]
[1569,142.334924060546,318.18181818181819,130.14583363592379,null,0,0,null,0,0,null,0,0]
[1570,90.472930046614977,90.909090909090878,254.34440925061753,null,0,0,null,0,0,null,0,0]
[1571,583.78118587035522,0,238.88741393756439,null,0,0,null,0,0,null,0,0]
[1572,292.77089970532404,0,255.34344369827261,null,0,0,null,0,0,null,0,0]
[1573,193.49415359305002,0,253.44188129210133,null,0,0,null,0,0,null,0,0]
[1574,667.67806435932152,90.909090909090878,209.67956006336811,null,0,0,null,0,0,null,0,0]
[1575,263.21750091079355,90.909090909090821,196.585863754672,null,0,0,null,0,0,null,0,0]
[1576,210.05453497167321,0,211.94375270277249,null,0,0,null,0,0,null,0,0]
[1577,338.30891509639645,0,97.878385562159934,null,0,0,null,0,0,null,0,0]
[1578,132.22631160728199,45.454545454545524,29.320174682866785,null,0,0,null,0,0,null,0,0]
[1579,359.11490887545733,90.909090909090821,0.21729546668625602,null,0,0,null,0,0,null,0,0]
[1580,905.25778332297216,181.81818181818187,0,null,0,0,null,0,0,null,0,0]
[1581,268.75897707689626,0,0,null,0,0,null,0,0,null,0,0]
[1582,756.60235249848529,0,0,null,0,0,null,0,0,null,0,0]
[1583,428.407832001771,45.454545454545524,0,null,0,0,null,0,0,null,0,0]
[1584,302.89283212300609,0,0,null,0,0,null,0,0,null,0,0]
[1585,273.43850297420897,0,0,null,0,0,null,0,0,null,0,0]
[1586,173.42444917483829,0,0,null,0,0,null,0,0,null,0,0]
[1587,183.55078087209608,0,0,null,0,0,null,0,0,null,0,0]
[1588,82.591217120905995,0,0,null,0,0,null,0,0,null,0,0]
[1589,139.26561804764728,0,0,null,0,0,null,0,0,null,0,0]
[1590,72.577002317031955,0,0,null,0,0,null,0,0,null,0,0]
[1591,361.75631309746785,45.454545454545453,0,null,0,0,null,0,0,null,0,0]
[1592,1207.9112307276728,0,2.9183263921607461,null,0,0,null,0,0,null,0,0]
[1593,791.71798790827904,318.18181818181819,28.396868204369671,null,0,0,null,0,0,null,0,0]
[1594,454.27779049675996,90.909090909090878,54.948763865064407,null,0,0,null,0,0,null,0,0]
[1595,261.17818552573374,0,65.619596590308035,null,0,0,null,0,0,null,0,0]
[1596,70.20113791235373,0,69.883576395780722,null,0,0,null,0,0,null,0,0]
[1597,462.00718054797386,0,72.009134469093951,null,0,0,null,0,0,null,0,0]
[1598,265.94191387286838,90.909090909090878,549.6375793085349,null,0,0,null,0,0,null,0,0]
[1599,129.36756038556709,90.909090909090821,479.71996206942026,null,0,0,null,0,0,null,0,0]
[1600,60.68866319377976,0,332.41257321418021,null,0,0,null,0,0,null,0,0]
[1601,109.4619359647244,0,215.20194977063079,null,0,0,null,{"$f":"$B1630*J$6+$C1630*J$7","v":0},0,null,{"$f":"$B1630*M$6+$C1630*M$7","v":0},0]
[1602,170.51023636131049,45.454545454545524,84.267712749296777,null,{"$f":"B1631*$G$6+C1631*$G$7","v":0},{"$f":"D1631*$G$8","v":0},null,0,{"$f":"$D1631*J$8","v":0},null,0,{"$f":"$D1631*M$8","v":0}]
[1603,415.18712914142048,90.909090909090821,0.29787942912953635,null,0,0,null,0,0,null,0,0]
[1604,397.02015216485484,181.81818181818187,0,null,0,0,null,0,0,null,0,0]
[1605,1011.1646312524796,0,0,null,0,0,null,0,0,null,0,0]
[1606,775.53385466285806,0,0,null,0,0,null,0,0,null,0,0]
[1607,641.93275671017022,45.454545454545524,0,null,0,0,null,0,0,null,0,0]
[1608,424.43231938993961,0,0,null,0,0,null,0,0,null,0,0]
[1609,364.68677872846411,0,0,null,0,0,null,0,0,null,0,0]
[1610,295.36015625745614,0,0,null,0,0,null,0,0,null,0,0]
[1611,230.05082623979445,0,0,null,0,0,null,0,0,null,0,0]
[1612,99.514348530087943,0,0,null,0,0,null,0,0,null,0,0]
[1613,123.47191971677739,0,0,null,0,0,null,0,0,null,0,0]
[1614,190.72314003851614,0,0,null,0,0,null,0,0,null,0,0]
[1615,368.62142973705585,45.454545454545453,0,null,0,0,null,0,0,null,0,0]
[1616,586.53213591857923,0,2.9858977034815819,null,0,0,null,0,0,null,0,0]
[1617,387.65908575545387,318.18181818181819,11.884648107199418,null,0,0,null,0,0,null,0,0]
[1618,66.489908967894252,90.909090909090878,22.110212172552892,null,0,0,null,0,0,null,0,0]
[1619,125.09178385779414,0,30.925152454459397,null,0,0,null,0,0,null,0,0]
[1620,60.633568897276731,0,36.860820644912948,null,0,0,null,0,0,null,0,0]
[1621,1732.2977347814494,0,39.869907504549609,null,0,0,null,0,0,null,0,0]
[1622,1018.3338821823387,90.909090909090878,491.72336603988686,null,0,0,null,0,0,null,0,0]
[1623,129.36756038556709,90.909090909090821,404.10529397461352,null,0,0,null,0,0,null,0,0]
[1624,60.68866319377976,0,305.39708659363481,null,0,0,null,0,0,null,0,0]
[1625,104.97593796626128,0,202.13731219782474,null,0,0,null,0,0,null,0,0]
[1626,769.03832892897788,45.454545454545524,76.500303729221585,null,0,0,null,0,0,null,0,0]
[1627,865.88519527004416,90.909090909090821,0.31552388255599745,null,0,0,null,0,0,null,0,0]
[1628,556.76643217071251,181.81818181818187,0,null,0,0,null,0,0,null,0,0]
[1629,333.55923579487001,0,0,null,0,0,null,0,0,null,0,0]
[1630,180.64648503193857,0,0,null,0,0,null,0,0,null,0,0]
[1631,271.70808294487608,45.454545454545524,0,null,0,0,null,0,0,null,0,0]
[1632,207.33048930490816,0,0,null,0,0,null,0,0,null,0,0]
[1633,231.32120889332688,0,0,null,0,0,null,0,0,null,0,0]
[1634,153.65477911299962,0,0,null,0,0,null,0,0,null,0,0]
[1635,173.94600851506712,0,0,null,0,0,null,0,0,null,0,0]
[1636,84.721529919023311,0,0,null,0,0,null,0,0,null,0,0]
[1637,132.33291907101534,0,0,null,0,0,null,0,0,null,0,0]
[1638,71.153732990703602,0,0,null,0,0,null,0,0,null,0,0]
[1639,399.19839700092973,45.454545454545453,0,null,0,0,null,0,0,null,0,0]
[1640,409.10425968834767,0,68.825147063670002,null,0,0,null,0,0,null,0,0]
[1641,457.18036923134304,318.18181818181819,201.51527418891573,null,0,0,null,0,0,null,0,0]
[1642,549.2787499806401,90.909090909090878,313.66229559545428,null,0,0,null,0,0,null,0,0]
[1643,887.0812566683461,0,479.60852555281491,null,0,0,null,0,0,null,0,0]
[1644,517.7295520311427,0,559.31493761937213,null,0,0,null,0,0,null,0,0]
[1645,157.17548830719855,0,597.09976644650385,null,0,0,null,0,0,null,0,0]
[1646,99.994330041222327,90.909090909090878,741.77700284535956,null,0,0,null,0,0,null,0,0]
[1647,405.32765585165788,90.909090909090821,484.02712788615628,null,0,0,null,0,0,null,0,0]
[1648,450.891263461694,0,254.71277508297473,null,0,0,null,0,0,null,0,0]
[1649,993.50378721312234,0,69.341795558711055,null,0,0,null,0,0,null,0,0]
[1650,419.73048030254307,45.454545454545524,86.630396491222442,null,0,0,null,0,0,null,0,0]
[1651,1535.5396573278181,90.909090909090821,0.80196528296840763,null,0,0,null,0,0,null,0,0]
[1652,823.25001480203366,181.81818181818187,0,null,0,0,null,0,0,null,0,0]
[1653,625.81804227834277,0,0,null,0,0,null,0,0,null,0,0]
[1654,308.10089597143769,0,0,null,0,0,null,0,0,null,0,0]
[1655,268.88183735809804,45.454545454545524,0,null,0,0,null,0,0,null,0,0]
[1656,379.34700373261177,0,0,null,0,0,null,0,0,null,0,0]
[1657,338.74966946842085,0,0,null,0,0,null,0,0,null,0,0]
[1658,164.00332447281963,0,0,null,0,0,null,0,0,null,0,0]
[1659,151.26552312131804,0,0,null,0,0,null,0,0,null,0,0]
[1660,100.73560543590524,0,0,null,0,0,null,0,0,null,0,0]
[1661,152.30460155336519,0,0,null,0,0,null,0,0,null,0,0]
[1662,78.178255794840496,0,0,null,0,0,null,0,0,null,0,0]
[1663,124.8525827871434,45.454545454545453,0,null,0,0,null,0,0,null,0,0]
[1664,79.586557837285511,0,32.024957432304539,null,0,0,null,0,0,null,0,0]
[1665,500.95242050769343,318.18181818181819,224.52956739308053,null,0,0,null,{"$f":"$B1694*J$6+$C1694*J$7","v":0},0,null,{"$f":"$B1694*M$6+$C1694*M$7","v":0},0]
[1666,243.72807717050023,90.909090909090878,340.78934273123048,null,{"$f":"B1695*$G$6+C1695*$G$7","v":0},{"$f":"D1695*$G$8","v":0},null,0,{"$f":"$D1695*J$8","v":0},null,0,{"$f":"$D1695*M$8","v":0}]
[1667,120.03890227784585,0,398.79258011227944,null,0,0,null,0,0,null,0,0]
[1668,602.11932246138997,0,383.61227135520278,null,0,0,null,0,0,null,0,0]
[1669,115.20805071280478,0,260.8879291063883,null,0,0,null,0,0,null,0,0]
[1670,71.153732990703602,90.909090909090878,709.20679452568652,null,0,0,null,0,0,null,0,0]
[1671,129.36756038556709,90.909090909090821,482.20980590241544,null,0,0,null,0,0,null,0,0]
[1672,357.22838833936601,0,340.86963307595363,null,0,0,null,0,0,null,0,0]
[1673,461.22640254269874,0,116.79141637522318,null,0,0,null,0,0,null,0,0]
[1674,508.56654410824063,45.454545454545524,46.325611239915965,null,0,0,null,0,0,null,0,0]
[1675,506.21805789597107,90.909090909090821,0.61919910750287632,null,0,0,null,0,0,null,0,0]
[1676,202.89328648838134,181.81818181818187,0,null,0,0,null,0,0,null,0,0]
[1677,219.41285217567847,0,0,null,0,0,null,0,0,null,0,0]
[1678,259.20149399103224,0,0,null,0,0,null,0,0,null,0,0]
[1679,734.42028684043396,45.454545454545524,0,null,0,0,null,0,0,null,0,0]
[1680,570.94880597652343,0,0,null,0,0,null,0,0,null,0,0]
[1681,270.9645854135677,0,0,null,0,0,null,0,0,null,0,0]
[1682,190.38082080957727,0,0,null,0,0,null,0,0,null,0,0]
[1683,192.15072508473727,0,0,null,0,0,null,0,0,null,0,0]
[1684,150.31982952184342,0,0,null,0,0,null,0,0,null,0,0]
[1685,179.81446933091524,0,0,null,0,0,null,0,0,null,0,0]
[1686,594.94898341917542,0,0,null,0,0,null,0,0,null,0,0]
[1687,497.24961548116943,45.454545454545453,1.064697714272716E-2,null,0,0,null,0,0,null,0,0]
[1688,330.87090959700436,0,76.349289862780751,null,0,0,null,0,0,null,0,0]
[1689,116.09883366343135,318.18181818181819,239.56615021494954,null,0,0,null,0,0,null,0,0]
[1690,66.116461461431186,90.909090909090878,366.56623316963675,null,0,0,null,0,0,null,0,0]
[1691,145.27916051095343,0,488.13634655002977,null,0,0,null,0,0,null,0,0]
[1692,111.14159578221229,0,516.58803301786349,null,0,0,null,0,0,null,0,0]
[1693,1138.4815911045864,0,563.29693316119869,null,0,0,null,0,0,null,0,0]
[1694,189.88684534713099,90.909090909090878,527.82155405359401,null,0,0,null,0,0,null,0,0]
[1695,130.52554149185059,90.909090909090821,499.94279976293132,null,0,0,null,0,0,null,0,0]
[1696,65.318383847053738,0,454.89869245218847,null,0,0,null,0,0,null,0,0]
[1697,123.21482034566942,0,308.93938568551016,null,0,0,null,0,0,null,0,0]
[1698,108.66147460378484,45.454545454545524,132.08627519804784,null,0,0,null,0,0,null,0,0]
[1699,273.68529236596459,90.909090909090821,1.1126485885078785,null,0,0,null,0,0,null,0,0]
[1700,393.59457245595132,181.81818181818187,0,null,0,0,null,0,0,null,0,0]
[1701,306.27901940991006,0,0,null,0,0,null,0,0,null,0,0]
[1702,739.30164151060262,0,0,null,0,0,null,0,0,null,0,0]
[1703,297.11582783935279,45.454545454545524,0,null,0,0,null,0,0,null,0,0]
[1704,219.29228749016451,0,0,null,0,0,null,0,0,null,0,0]
[1705,195.13114287789617,0,0,null,0,0,null,0,0,null,0,0]
[1706,148.68711004497609,0,0,null,0,0,null,0,0,null,0,0]
[1707,182.9080140795607,0,0,null,0,0,null,0,0,null,0,0]
[1708,109.35786283863,0,0,null,0,0,null,0,0,null,0,0]
[1709,154.45327911698368,0,0,null,0,0,null,0,0,null,0,0]
[1710,98.315221166699459,0,0,null,0,0,null,0,0,null,0,0]
[1711,142.5378519646174,45.454545454545453,4.1642063071977736E-2,null,0,0,null,0,0,null,0,0]
[1712,66.463647353227813,0,94.433772849107385,null,0,0,null,0,0,null,0,0]
[1713,610.09624200440953,318.18181818181819,336.44848350008516,null,0,0,null,0,0,null,0,0]
[1714,325.62152502619534,90.909090909090878,484.18492655106616,null,0,0,null,0,0,null,0,0]
[1715,591.75709535127226,0,427.54617093708941,null,0,0,null,0,0,null,0,0]
[1716,397.85694270490842,0,379.6028967868761,null,0,0,null,0,0,null,0,0]
[1717,214.35787701246323,0,238.38146257181577,null,0,0,null,0,0,null,0,0]
[1718,693.14631197374104,90.909090909090878,212.73130604990638,null,0,0,null,0,0,null,0,0]
[1719,299.95267907820795,90.909090909090821,76.721518321263943,null,0,0,null,0,0,null,0,0]
[1720,60.68866319377976,0,25.793575999575818,null,0,0,null,0,0,null,0,0]
[1721,266.62994981236398,0,16.148261621217934,null,0,0,null,0,0,null,0,0]
[1722,245.11287231310382,45.454545454545524,6.4571885347729392,null,0,0,null,0,0,null,0,0]
[1723,230.60213650013489,90.909090909090821,0.50799899493138556,null,0,0,null,0,0,null,0,0]
[1724,727.75580526394413,181.81818181818187,0,null,0,0,null,0,0,null,0,0]
[1725,463.26737075665341,0,0,null,0,0,null,0,0,null,0,0]
[1726,351.68948324043339,0,0,null,0,0,null,0,0,null,0,0]
[1727,749.12412816264589,45.454545454545524,0,null,0,0,null,0,0,null,0,0]
[1728,250.15712245326682,0,0,null,0,0,null,0,0,null,0,0]
[1729,299.46532411372471,0,0,null,0,0,null,{"$f":"$B1758*J$6+$C1758*J$7","v":0},0,null,{"$f":"$B1758*M$6+$C1758*M$7","v":0},0]
[1730,265.97047108322255,0,0,null,{"$f":"B1759*$G$6+C1759*$G$7","v":0},{"$f":"D1759*$G$8","v":0},null,0,{"$f":"$D1759*J$8","v":0},null,0,{"$f":"$D1759*M$8","v":0}]
[1731,223.21858253045323,0,0,null,0,0,null,0,0,null,0,0]
[1732,114.12351948614263,0,0,null,0,0,null,0,0,null,0,0]
[1733,157.53855972115366,0,0,null,0,0,null,0,0,null,0,0]
[1734,96.019625479072985,0,0,null,0,0,null,0,0,null,0,0]
[1735,158.99764034020887,45.454545454545453,7.5517989061787791E-2,null,0,0,null,0,0,null,0,0]
[1736,141.79876197702924,0,39.052363280354534,null,0,0,null,0,0,null,0,0]
[1737,919.43336216554803,318.18181818181819,140.39902815499357,null,0,0,null,0,0,null,0,0]
[1738,1331.6199640955854,90.909090909090878,397.09126777402213,null,0,0,null,0,0,null,0,0]
[1739,928.94842264310478,0,386.58832785785501,null,0,0,null,0,0,null,0,0]
[1740,119.5630252918009,0,560.19067228421352,null,0,0,null,0,0,null,0,0]
[1741,241.1110062627786,0,571.04876338588485,null,0,0,null,0,0,null,0,0]
[1742,754.04386519271225,90.909090909090878,444.39422887343579,null,0,0,null,0,0,null,0,0]
[1743,315.86019304327033,90.909090909090821,553.64644231299906,null,0,0,null,0,0,null,0,0]
[1744,519.71873160638472,0,337.02831570979293,null,0,0,null,0,0,null,0,0]
[1745,851.35453368650587,0,243.55654663655932,null,0,0,null,0,0,null,0,0]
[1746,514.45171686069477,45.454545454545524,8.7367110908477912,null,0,0,null,0,0,null,0,0]
[1747,304.5070031867175,90.909090909090821,0.51120958149768425,null,0,0,null,0,0,null,0,0]
[1748,615.55507672575766,181.81818181818187,0,null,0,0,null,0,0,null,0,0]
[1749,389.02257226064677,0,0,null,0,0,null,0,0,null,0,0]
[1750,374.89419086540897,0,0,null,0,0,null,0,0,null,0,0]
[1751,473.93362655964074,45.454545454545524,0,null,0,0,null,0,0,null,0,0]
[1752,242.11895641730155,0,0,null,0,0,null,0,0,null,0,0]
[1753,256.68340916936125,0,0,null,0,0,null,0,0,null,0,0]
[1754,179.78976872131662,0,0,null,0,0,null,0,0,null,0,0]
[1755,290.7931145488372,0,0,null,0,0,null,0,0,null,0,0]
[1756,119.26840854125098,0,0,null,0,0,null,0,0,null,0,0]
[1757,130.90964974468693,0,0,null,0,0,null,0,0,null,0,0]
[1758,945.23053191247345,0,0,null,0,0,null,0,0,null,0,0]
[1759,567.14123914519894,45.454545454545453,0.20096417404502234,null,0,0,null,0,0,null,0,0]
[1760,188.19392616895129,0,75.005512467302367,null,0,0,null,0,0,null,0,0]
[1761,318.76063228267236,318.18181818181819,205.26259549196041,null,0,0,null,0,0,null,0,0]
[1762,865.16529646240429,90.909090909090878,331.03965983492066,null,0,0,null,0,0,null,0,0]
[1763,1912.1444342758191,0,471.1062033435955,null,0,0,null,0,0,null,0,0]
[1764,58.614037874091153,0,539.65293700269797,null,0,0,null,0,0,null,0,0]
[1765,200.82380697598609,0,546.81837562271153,null,0,0,null,0,0,null,0,0]
[1766,755.1790188954775,90.909090909090878,560.87455830865929,null,0,0,null,0,0,null,0,0]
[1767,273.60947894102338,90.909090909090821,489.33643441095444,null,0,0,null,0,0,null,0,0]
[1768,123.58881144919133,0,359.77114409926065,null,0,0,null,0,0,null,0,0]
[1769,166.52423746837783,0,221.19498947074007,null,0,0,null,0,0,null,0,0]
[1770,542.61038425624713,45.454545454545524,97.527479274188664,null,0,0,null,0,0,null,0,0]
[1771,278.16366531379157,90.909090909090821,0.69702998516250347,null,0,0,null,0,0,null,0,0]
[1772,256.02613421207997,181.81818181818187,0,null,0,0,null,0,0,null,0,0]
[1773,341.52614654069106,0,0,null,0,0,null,0,0,null,0,0]
[1774,198.65846338767557,0,0,null,0,0,null,0,0,null,0,0]
[1775,237.2957262299434,45.454545454545524,0,null,0,0,null,0,0,null,0,0]
[1776,224.09283719212888,0,0,null,0,0,null,0,0,null,0,0]
[1777,335.81442899839391,0,0,null,0,0,null,0,0,null,0,0]
[1778,229.80427926294334,0,0,null,0,0,null,0,0,null,0,0]
[1779,191.95266108880884,0,0,null,0,0,null,0,0,null,0,0]
[1780,93.738629780019991,0,0,null,0,0,null,0,0,null,0,0]
[1781,141.6989494765312,0,0,null,0,0,null,0,0,null,0,0]
[1782,77.122281778532297,0,0,null,0,0,null,0,0,null,0,0]
[1783,131.13333258848931,45.454545454545453,0.16124656036091525,null,0,0,null,0,0,null,0,0]
[1784,195.75627949555079,0,73.901494492895509,null,0,0,null,0,0,null,0,0]
[1785,1182.584382625228,318.18181818181819,209.52213680990255,null,0,0,null,0,0,null,0,0]
[1786,580.1715912111315,90.909090909090878,340.89081465921538,null,0,0,null,0,0,null,0,0]
[1787,566.17231411736543,0,469.72108233902037,null,0,0,null,0,0,null,0,0]
[1788,137.21914040404201,0,559.22861942882207,null,0,0,null,0,0,null,0,0]
[1789,459.57976257358109,0,589.83025925445122,null,0,0,null,0,0,null,0,0]
[1790,449.88447946978067,90.909090909090878,560.88902783384583,null,0,0,null,0,0,null,0,0]
[1791,172.22968344325628,90.909090909090821,481.59601838221931,null,0,0,null,0,0,null,0,0]
[1792,343.69934106625334,0,372.46502644227382,null,0,0,null,0,0,null,0,0]
[1793,468.86420750835867,0,244.29198147216965,null,0,0,null,{"$f":"$B1822*J$6+$C1822*J$7","v":0},0,null,{"$f":"$B1822*M$6+$C1822*M$7","v":0},0]
[1794,222.16352675242007,45.454545454545524,107.88731549820272,null,{"$f":"B1823*$G$6+C1823*$G$7","v":0},{"$f":"D1823*$G$8","v":0},null,0,{"$f":"$D1823*J$8","v":0},null,0,{"$f":"$D1823*M$8","v":0}]
[1795,1200.2641423730515,90.909090909090821,2.4504226022528588,null,0,0,null,0,0,null,0,0]
[1796,460.73789978037138,181.81818181818187,0,null,0,0,null,0,0,null,0,0]
[1797,560.44039533301736,0,0,null,0,0,null,0,0,null,0,0]
[1798,276.90237321918221,0,0,null,0,0,null,0,0,null,0,0]
[1799,423.87292863277878,45.454545454545524,0,null,0,0,null,0,0,null,0,0]
[1800,588.86161459855509,0,0,null,0,0,null,0,0,null,0,0]
[1801,309.96895991820065,0,0,null,0,0,null,0,0,null,0,0]
[1802,254.76621947488314,0,0,null,0,0,null,0,0,null,0,0]
[1803,222.46718814997934,0,0,null,0,0,null,0,0,null,0,0]
[1804,109.43132190063412,0,0,null,0,0,null,0,0,null,0,0]
[1805,144.87605390820625,0,0,null,0,0,null,0,0,null,0,0]
[1806,71.153732990703602,0,0,null,0,0,null,0,0,null,0,0]
[1807,124.8525827871434,45.454545454545453,0.43514153990926124,null,0,0,null,0,0,null,0,0]
[1808,59.117741152823243,0,64.833651913207305,null,0,0,null,0,0,null,0,0]
[1809,130.3388728329156,318.18181818181819,118.76325553118761,null,0,0,null,0,0,null,0,0]
[1810,226.01305707291451,90.909090909090878,166.33416403297801,null,0,0,null,0,0,null,0,0]
[1811,161.81323436299647,0,431.616632696262,null,0,0,null,0,0,null,0,0]
[1812,538.17513728724612,0,474.47308966402232,null,0,0,null,0,0,null,0,0]
[1813,616.74750094973831,0,251.80150887945669,null,0,0,null,0,0,null,0,0]
[1814,74.352067091297741,90.909090909090878,353.86762514579306,null,0,0,null,0,0,null,0,0]
[1815,161.35075447338448,90.909090909090821,410.98972445077879,null,0,0,null,0,0,null,0,0]
[1816,997.10054490126083,0,393.66840857386626,null,0,0,null,0,0,null,0,0]
[1817,206.1987606309084,0,316.99594041024909,null,0,0,null,0,0,null,0,0]
[1818,188.04619999526113,45.454545454545524,163.32179960304774,null,0,0,null,0,0,null,0,0]
[1819,356.86568422072099,90.909090909090821,15.664648756345805,null,0,0,null,0,0,null,0,0]
[1820,712.89448607756117,181.81818181818187,0,null,0,0,null,0,0,null,0,0]
[1821,600.27054151840343,0,0,null,0,0,null,0,0,null,0,0]
[1822,290.29726588030979,0,0,null,0,0,null,0,0,null,0,0]
[1823,287.50224039488347,45.454545454545524,0,null,0,0,null,0,0,null,0,0]
[1824,217.18786901140351,0,0,null,0,0,null,0,0,null,0,0]
[1825,351.44963940299033,0,0,null,0,0,null,0,0,null,0,0]
[1826,228.63205628101383,0,0,null,0,0,null,0,0,null,0,0]
[1827,176.20487467169153,0,0,null,0,0,null,0,0,null,0,0]
[1828,118.46449093144417,0,0,null,0,0,null,0,0,null,0,0]
[1829,134.72952096889745,0,0,null,0,0,null,0,0,null,0,0]
[1830,76.002031082970589,0,0,null,0,0,null,0,0,null,0,0]
[1831,124.8525827871434,45.454545454545453,0.27605566378666241,null,0,0,null,0,0,null,0,0]
[1832,59.117741152823243,0,65.748329850835191,null,0,0,null,0,0,null,0,0]
[1833,316.38560898425408,318.18181818181819,143.26355803326103,null,0,0,null,0,0,null,0,0]
[1834,1726.7360573732951,90.909090909090878,250.92435721787592,null,0,0,null,0,0,null,0,0]
[1835,1025.5760136840888,0,306.18589286751762,null,0,0,null,0,0,null,0,0]
[1836,887.55965880964754,0,396.77997367007134,null,0,0,null,0,0,null,0,0]
[1837,1055.1890235891969,0,411.86455137048284,null,0,0,null,0,0,null,0,0]
[1838,302.94390453586448,90.909090909090878,388.28742284629288,null,0,0,null,0,0,null,0,0]
[1839,403.71383371849095,90.909090909090821,380.75136011889367,null,0,0,null,0,0,null,0,0]
[1840,255.22469584561591,0,304.92486349748037,null,0,0,null,0,0,null,0,0]
[1841,265.80136832248945,0,183.79831344835742,null,0,0,null,0,0,null,0,0]
[1842,258.40290216322092,45.454545454545524,93.040334870538416,null,0,0,null,0,0,null,0,0]
[1843,257.38448409236241,90.909090909090821,2.0716062851324328,null,0,0,null,0,0,null,0,0]
[1844,403.59611557162947,181.81818181818187,0,null,0,0,null,0,0,null,0,0]
[1845,240.97997366092889,0,0,null,0,0,null,0,0,null,0,0]
[1846,145.42066102913864,0,0,null,0,0,null,0,0,null,0,0]
[1847,246.99856643474783,45.454545454545524,0,null,0,0,null,0,0,null,0,0]
[1848,203.63889596772231,0,0,null,0,0,null,0,0,null,0,0]
[1849,308.32834359216776,0,0,null,0,0,null,0,0,null,0,0]
[1850,273.46274446467021,0,0,null,0,0,null,0,0,null,0,0]
[1851,239.74668783370845,0,0,null,0,0,null,0,0,null,0,0]
[1852,93.692717866267486,0,0,null,0,0,null,0,0,null,0,0]
[1853,171.8936541465016,0,0,null,0,0,null,0,0,null,0,0]
[1854,109.86950520548831,0,0,null,0,0,null,0,0,null,0,0]
[1855,185.88788092975483,45.454545454545453,0.30941791246458294,null,0,0,null,0,0,null,0,0]
[1856,575.80931663784872,0,30.16810747699456,null,0,0,null,0,0,null,0,0]
[1857,518.16240955400144,318.18181818181819,78.427524173964088,null,0,0,null,{"$f":"$B1886*J$6+$C1886*J$7","v":0},0,null,{"$f":"$B1886*M$6+$C1886*M$7","v":0},0]
[1858,302.52213933136818,90.909090909090878,153.38913169189476,null,{"$f":"B1887*$G$6+C1887*$G$7","v":0},{"$f":"D1887*$G$8","v":0},null,0,{"$f":"$D1887*J$8","v":0},null,0,{"$f":"$D1887*M$8","v":0}]
[1859,313.14240057915822,0,198.07554595150697,null,0,0,null,0,0,null,0,0]
[1860,347.55529905467318,0,242.33305836275102,null,0,0,null,0,0,null,0,0]
[1861,595.55639803812107,0,245.28386954525627,null,0,0,null,0,0,null,0,0]
[1862,991.10250230003726,90.909090909090878,233.85743240009205,null,0,0,null,0,0,null,0,0]
[1863,643.84535521327314,90.909090909090821,190.04524039282049,null,0,0,null,0,0,null,0,0]
[1864,65.63943667754242,0,137.31060318032999,null,0,0,null,0,0,null,0,0]
[1865,159.85044495577941,0,85.550306438382719,null,0,0,null,0,0,null,0,0]
[1866,208.47690060892612,45.454545454545524,32.226510724657423,null,0,0,null,0,0,null,0,0]
[1867,231.09247573901183,90.909090909090821,1.0498131081286708,null,0,0,null,0,0,null,0,0]
[1868,167.33735582570066,181.81818181818187,0,null,0,0,null,0,0,null,0,0]
[1869,227.33972773270762,0,0,null,0,0,null,0,0,null,0,0]
[1870,216.81221773308036,0,0,null,0,0,null,0,0,null,0,0]
[1871,301.23256549788721,45.454545454545524,0,null,0,0,null,0,0,null,0,0]
[1872,146.40987912285061,0,0,null,0,0,null,0,0,null,0,0]
[1873,251.2630486317376,0,0,null,0,0,null,0,0,null,0,0]
[1874,216.03988751993535,0,0,null,0,0,null,0,0,null,0,0]
[1875,225.404081448901,0,0,null,0,0,null,0,0,null,0,0]
[1876,126.27181186506164,0,0,null,0,0,null,0,0,null,0,0]
[1877,158.97101143023255,0,0,null,0,0,null,0,0,null,0,0]
[1878,139.18343572203011,0,0,null,0,0,null,0,0,null,0,0]
[1879,127.68075667429916,45.454545454545453,0.4132656702645392,null,0,0,null,0,0,null,0,0]
[1880,287.80158607254992,0,41.32027779039597,null,0,0,null,0,0,null,0,0]
[1881,412.89009181970226,318.18181818181819,131.63081195244524,null,0,0,null,0,0,null,0,0]
[1882,68.703046858421132,90.909090909090878,227.33608188792957,null,0,0,null,0,0,null,0,0]
[1883,120.03890227784585,0,304.35825331121214,null,0,0,null,0,0,null,0,0]
[1884,461.81177944304312,0,373.7720752284792,null,0,0,null,0,0,null,0,0]
[1885,1037.4172471838308,0,381.15681680723191,null,0,0,null,0,0,null,0,0]
[1886,640.44566982372578,90.909090909090878,355.96213578030097,null,0,0,null,0,0,null,0,0]
[1887,205.07575522052153,90.909090909090821,282.13728052967286,null,0,0,null,0,0,null,0,0]
[1888,146.64264334319321,0,226.2275107460778,null,0,0,null,0,0,null,0,0]
[1889,197.20920791816329,0,129.24970696400089,null,0,0,null,0,0,null,0,0]
[1890,776.28784765765045,45.454545454545524,55.631194996459463,null,0,0,null,0,0,null,0,0]
[1891,1504.3617949367522,90.909090909090821,1.088793191656789,null,0,0,null,0,0,null,0,0]
[1892,439.87130227515729,181.81818181818187,0,null,0,0,null,0,0,null,0,0]
[1893,346.20603973331379,0,0,null,0,0,null,0,0,null,0,0]
[1894,750.74940990948562,0,0,null,0,0,null,0,0,null,0,0]
[1895,965.08670001982205,45.454545454545524,0,null,0,0,null,0,0,null,0,0]
[1896,355.40752183994078,0,0,null,0,0,null,0,0,null,0,0]
[1897,464.6061621616771,0,0,null,0,0,null,0,0,null,0,0]
[1898,280.77247207703778,0,0,null,0,0,null,0,0,null,0,0]
[1899,193.16528655484069,0,0,null,0,0,null,0,0,null,0,0]
[1900,71.205062510278921,0,0,null,0,0,null,0,0,null,0,0]
[1901,316.9410513168321,0,0,null,0,0,null,0,0,null,0,0]
[1902,201.99635134131174,0,0,null,0,0,null,0,0,null,0,0]
[1903,126.61560027524051,45.454545454545453,0.44260290139335401,null,0,0,null,0,0,null,0,0]
[1904,192.20618667655029,0,47.003923885717199,null,0,0,null,0,0,null,0,0]
[1905,116.09883366343135,318.18181818181819,121.30200493811769,null,0,0,null,0,0,null,0,0]
[1906,356.23636043653221,90.909090909090878,221.48772912922647,null,0,0,null,0,0,null,0,0]
[1907,654.98086750434243,0,267.25299753939584,null,0,0,null,0,0,null,0,0]
[1908,507.61811415870625,0,307.39366962985088,null,0,0,null,0,0,null,0,0]
[1909,973.1695842597826,0,348.09064128166773,null,0,0,null,0,0,null,0,0]
[1910,857.0101468701979,90.909090909090878,369.35795107403931,null,0,0,null,0,0,null,0,0]
[1911,581.81376854223197,90.909090909090821,326.97653640900148,null,0,0,null,0,0,null,0,0]
[1912,60.68866319377976,0,256.66414221209283,null,0,0,null,0,0,null,0,0]
[1913,172.5360536437268,0,166.60765819112478,null,0,0,null,0,0,null,0,0]
[1914,143.38149256220282,45.454545454545524,77.645655345998051,null,0,0,null,0,0,null,0,0]
[1915,355.43139603509201,90.909090909090821,4.3411971516013956,null,0,0,null,0,0,null,0,0]
[1916,610.80668295781607,181.81818181818187,0,null,0,0,null,0,0,null,0,0]
[1917,374.82137457019735,0,0,null,0,0,null,0,0,null,0,0]
[1918,247.81791044757529,0,0,null,0,0,null,0,0,null,0,0]
[1919,284.28794731306897,45.454545454545524,0,null,0,0,null,0,0,null,0,0]
[1920,183.68668013680355,0,0,null,0,0,null,0,0,null,0,0]
[1921,255.75552939242252,0,0,null,0,0,null,{"$f":"$B1950*J$6+$C1950*J$7","v":0},0,null,{"$f":"$B1950*M$6+$C1950*M$7","v":0},0]
[1922,216.7032228498318,0,0,null,{"$f":"B1951*$G$6+C1951*$G$7","v":0},{"$f":"D1951*$G$8","v":0},null,0,{"$f":"$D1951*J$8","v":0},null,0,{"$f":"$D1951*M$8","v":0}]
[1923,219.63433124762079,0,0,null,0,0,null,0,0,null,0,0]
[1924,98.770575527297012,0,0,null,0,0,null,0,0,null,0,0]
[1925,181.55985664413151,0,0,null,0,0,null,0,0,null,0,0]
[1926,485.27625667603019,0,0,null,0,0,null,0,0,null,0,0]
[1927,248.92750957914654,45.454545454545453,0.85210059086472245,null,0,0,null,0,0,null,0,0]
[1928,500.1642965962177,0,44.515681218496496,null,0,0,null,0,0,null,0,0]
[1929,682.53183562708398,318.18181818181819,126.42037217040206,null,0,0,null,0,0,null,0,0]
[1930,844.95774611434206,90.909090909090878,167.12751377570319,null,0,0,null,0,0,null,0,0]
[1931,1201.8582958423667,0,270.63905244117404,null,0,0,null,0,0,null,0,0]
[1932,1342.5696800540811,0,282.50894348887721,null,0,0,null,0,0,null,0,0]
[1933,666.08747365451336,0,253.42269895464327,null,0,0,null,0,0,null,0,0]
[1934,85.920657282411867,90.909090909090878,240.25145515646989,null,0,0,null,0,0,null,0,0]
[1935,138.31978671243135,90.909090909090821,219.02365255406673,null,0,0,null,0,0,null,0,0]
[1936,123.30815192042208,0,163.93334701147916,null,0,0,null,0,0,null,0,0]
[1937,203.94806679493203,0,104.17919394439961,null,0,0,null,0,0,null,0,0]
[1938,95.189813549909843,45.454545454545524,52.092593023231963,null,0,0,null,0,0,null,0,0]
[1939,257.09920582506959,90.909090909090821,1.2585106132026525,null,0,0,null,0,0,null,0,0]
[1940,298.77012591568393,181.81818181818187,0,null,0,0,null,0,0,null,0,0]
[1941,356.55366685485882,0,0,null,0,0,null,0,0,null,0,0]
[1942,380.0186032069837,0,0,null,0,0,null,0,0,null,0,0]
[1943,368.45798332409697,45.454545454545524,0,null,0,0,null,0,0,null,0,0]
[1944,206.09187769569257,0,0,null,0,0,null,0,0,null,0,0]
[1945,225.35761859218343,0,0,null,0,0,null,0,0,null,0,0]
[1946,255.95405250748851,0,0,null,0,0,null,0,0,null,0,0]
[1947,260.69436577860961,0,0,null,0,0,null,0,0,null,0,0]
[1948,178.69963624117628,0,0,null,0,0,null,0,0,null,0,0]
[1949,187.25008741079253,0,0,null,0,0,null,0,0,null,0,0]
[1950,625.94824846574511,0,0,null,0,0,null,0,0,null,0,0]
[1951,492.49774159016567,45.454545454545453,0.67825769217719123,null,0,0,null,0,0,null,0,0]
[1952,915.82404297780693,0,65.786909613207854,null,0,0,null,0,0,null,0,0]
[1953,705.52899385474939,318.18181818181819,221.45031932791449,null,0,0,null,0,0,null,0,0]
[1954,97.74300262083618,90.909090909090878,175.72639329490741,null,0,0,null,0,0,null,0,0]
[1955,971.54466980825271,0,231.63192591441535,null,0,0,null,0,0,null,0,0]
[1956,557.151128096045,0,253.2396200094459,null,0,0,null,0,0,null,0,0]
[1957,154.09006078490469,0,365.60437211497043,null,0,0,null,0,0,null,0,0]
[1958,101.74108552946839,90.909090909090878,330.96984483334563,null,0,0,null,0,0,null,0,0]
[1959,578.27401508620858,90.909090909090821,243.70566705883641,null,0,0,null,0,0,null,0,0]
[1960,1387.5573869827717,0,355.83285630333188,null,0,0,null,0,0,null,0,0]
[1961,209.11614136648541,0,346.72274714979625,null,0,0,null,0,0,null,0,0]
[1962,128.71010178063091,45.454545454545524,186.90130389760455,null,0,0,null,0,0,null,0,0]
[1963,187.517294748832,90.909090909090821,13.872238616923191,null,0,0,null,0,0,null,0,0]
[1964,251.54063206228548,181.81818181818187,0,null,0,0,null,0,0,null,0,0]
[1965,736.71000580309976,0,0,null,0,0,null,0,0,null,0,0]
[1966,690.16524223140641,0,0,null,0,0,null,0,0,null,0,0]
[1967,317.71071863897959,45.454545454545524,0,null,0,0,null,0,0,null,0,0]
[1968,136.0705161457812,0,0,null,0,0,null,0,0,null,0,0]
[1969,204.10233082514029,0,0,null,0,0,null,0,0,null,0,0]
[1970,166.4366559017036,0,0,null,0,0,null,0,0,null,0,0]
[1971,201.5941629768397,0,0,null,0,0,null,0,0,null,0,0]
[1972,122.12137486183295,0,0,null,0,0,null,0,0,null,0,0]
[1976,194.90847009619662,0,30.629314737699641,null,0,0,null,0,0,null,0,0]
[1979,149.70830119542529,0,255.00076348718216,null,0,0,null,0,0,null,0,0]
[1983,129.36756038556709,90.909090909090821,37.15377159795468,null,0,0,null,0,0,null,0,0]
[1986,128.49157943593428,45.454545454545524,120.29601236225196,null,{"$f":"B2015*$G$6+C2015*$G$7","v":0},{"$f":"D2015*$G$8","v":0},null,0,{"$f":"$D2015*J$8","v":0},null,0,{"$f":"$D2015*M$8","v":0}]
[1989,673.58433822733616,0,0,null,0,0,null,0,0,null,0,0]
[1993,247.86556701405047,0,0,null,0,0,null,0,0,null,0,0]
[1994,184.48922038919778,0,0,null,0,0,null,0,0,null,0,0]
[1998,77.581400916057547,0,0,null,0,0,null,0,0,null,0,0]
[2001,116.09883366343135,318.18181818181819,323.48856024735716,null,0,0,null,0,0,null,0,0]
[2004,226.8725280983619,0,733.93421409847292,null,0,0,null,0,0,null,0,0]
[2008,142.04191147226254,0,527.12054192982407,null,0,0,null,0,0,null,0,0]
[2011,1040.0623243589419,90.909090909090821,8.4713931940379794,null,0,0,null,0,0,null,0,0]
[2014,369.22462045993672,0,0,null,0,0,null,0,0,null,0,0]
[2016,327.26223317605564,0,0,null,0,0,null,0,0,null,0,0]
[2019,200.74938376379328,0,0,null,0,0,null,0,0,null,0,0]
[2023,646.62798448198635,45.454545454545453,2.9822288602995095,null,0,0,null,0,0,null,0,0]
[2026,103.18335320570758,90.909090909090878,440.76002302921529,null,0,0,null,0,0,null,0,0]
[2029,939.96654735309107,0,729.55818427818622,null,0,0,null,0,0,null,0,0]
[2033,180.420047473311,0,268.86952641915491,null,0,0,null,0,0,null,0,0]
[2035,156.53051774280303,90.909090909090821,2.2582398297814161,null,0,0,null,0,0,null,0,0]
[2038,475.58030325828889,0,0,null,0,0,null,0,0,null,0,0]
[2041,209.97042434567857,0,0,null,0,0,null,0,0,null,0,0]
[2044,110.60666689269878,0,0,null,0,0,null,0,0,null,0,0]
[2048,227.34725728656304,0,7.2355422990004259,null,0,0,null,0,0,null,0,0]
[2051,248.57109539268566,0,422.21311183138357,null,0,0,null,0,0,null,0,0]
[2054,160.54808566763177,90.909090909090878,388.36948440675133,null,0,0,null,0,0,null,0,0]
[2056,484.53089512102349,0,383.72776870687755,null,0,0,null,0,0,null,0,0]
[2062,803.96903115017665,0,0,null,0,0,null,0,0,null,0,0]
[2063,447.3230813486752,45.454545454545524,0,null,0,0,null,0,0,null,0,0]
[2066,253.29382440083958,0,0,null,0,0,null,0,0,null,0,0]
[2069,146.17076987602749,0,0,null,0,0,null,0,0,null,0,0]
[2073,179.91455730289584,318.18181818181819,329.73664547652817,null,0,0,null,0,0,null,0,0]
[2076,2142.1430862168245,0,752.55797359029282,null,0,0,null,0,0,null,0,0]
[2081,115.3186066011209,0,206.95064163577061,null,0,0,null,0,0,null,0,0]
[2084,802.48497445004011,181.81818181818187,0,null,0,0,null,0,0,null,0,0]
[2087,375.89396869928379,45.454545454545524,0,null,0,0,null,0,0,null,0,0]
[2088,700.92469921931161,0,0,null,0,0,null,0,0,null,0,0]
[2091,264.76812988587136,0,0,null,0,0,null,0,0,null,0,0]
[2094,239.58177223950935,0,0,null,0,0,null,0,0,null,0,0]
[2098,777.6524140110547,90.909090909090878,38.867141600744944,null,0,0,null,0,0,null,0,0]
[2102,514.63582363484204,90.909090909090878,61.848840852454089,null,0,0,null,0,0,null,0,0]
[2106,334.94237810857862,45.454545454545524,14.441154931385897,null,0,0,null,0,0,null,0,0]
[2109,597.03035411723249,0,0,null,0,0,null,0,0,null,0,0]
[2112,410.35921593885951,0,0,null,0,0,null,0,0,null,0,0]
[2113,390.66089299099201,0,0,null,0,0,null,{"$f":"$B2142*J$6+$C2142*J$7","v":0},0,null,{"$f":"$B2142*M$6+$C2142*M$7","v":0},0]
[2116,211.54061179601501,0,0,null,0,0,null,0,0,null,0,0]
[2119,166.03287898501563,45.454545454545453,1.4406588407710894,null,0,0,null,0,0,null,0,0]
[2123,377.74100498954817,0,150.66773132475083,null,0,0,null,0,0,null,0,0]
[2127,1291.1792170044396,90.909090909090821,195.01897249821769,null,0,0,null,0,0,null,0,0]
[2131,171.5398569391246,90.909090909090821,12.312429536632489,null,0,0,null,0,0,null,0,0]
[2134,669.79972735288754,0,0,null,0,0,null,0,0,null,0,0]
[2137,351.90260634407264,0,0,null,0,0,null,0,0,null,0,0]
[2138,209.25337207669162,0,0,null,0,0,null,0,0,null,0,0]
[2141,178.18055614429034,0,0,null,0,0,null,0,0,null,0,0]
[2144,63.378366749057889,0,55.412639222067043,null,0,0,null,0,0,null,0,0]
[2149,742.32742027454935,0,343.05654947813508,null,0,0,null,0,0,null,0,0]
[2152,439.85283650344581,0,258.62705894347584,null,0,0,null,0,0,null,0,0]
[2156,275.40206370157694,181.81818181818187,0,null,0,0,null,0,0,null,0,0]
[2159,320.57148998489976,45.454545454545524,0,null,0,0,null,0,0,null,0,0]
[2162,244.63713306280019,0,0,null,0,0,null,0,0,null,0,0]
[2163,168.07920052811406,0,0,null,0,0,null,0,0,null,0,0]
[2169,701.89885820531299,318.18181818181819,259.77234449106237,null,0,0,null,0,0,null,0,0]
[2171,420.72838493033703,0,360.88577182936922,null,0,0,null,0,0,null,0,0]
[2174,73.190201837110749,90.909090909090878,368.56367122567906,null,0,0,null,0,0,null,0,0]
[2177,104.97593796626128,0,201.72384786997159,null,0,0,null,{"$f":"$B2206*J$6+$C2206*J$7","v":0},0,null,{"$f":"$B2206*M$6+$C2206*M$7","v":0},0]
[2181,262.59006869745144,0,0,null,0,0,null,0,0,null,0,0]
[2184,463.68966853934916,0,0,null,0,0,null,0,0,null,0,0]
[2187,187.08599823104078,0,0,null,0,0,null,0,0,null,0,0]
[2190,89.702146146725141,0,0,null,0,0,null,0,0,null,0,0]
[2192,544.78277991451012,0,100.39679812251428,null,0,0,null,0,0,null,0,0]
[2196,1608.5284895112113,0,505.94042653614412,null,0,0,null,0,0,null,0,0]
[2199,573.74713711973993,90.909090909090821,407.15394029661888,null,0,0,null,0,0,null,0,0]
[2202,429.22993072942376,45.454545454545524,90.132031048896067,null,0,0,null,0,0,null,0,0]
[2206,582.93659030496372,0,0,null,0,0,null,0,0,null,0,0]
[2209,219.64590104988639,0,0,null,0,0,null,0,0,null,0,0]
[2211,247.6959684046488,0,0,null,0,0,null,0,0,null,0,0]
[2214,71.153732990703602,0,0,null,0,0,null,0,0,null,0,0]
[2217,254.73931509342415,318.18181818181819,24.336955960357379,null,0,0,null,0,0,null,0,0]
[2221,459.00720427955605,0,496.45817383406546,null,0,0,null,0,0,null,0,0]
[2224,151.65963098896978,0,458.94998754222792,null,0,0,null,0,0,null,0,0]
[2227,207.29311700711366,90.909090909090821,41.12664939238671,null,0,0,null,0,0,null,0,0]
[2231,667.41313425220335,45.454545454545524,0,null,0,0,null,0,0,null,0,0]
[2232,189.71399617423549,0,0,null,0,0,null,0,0,null,0,0]
[2236,87.246685175412338,0,0,null,0,0,null,0,0,null,0,0]
[2239,908.73285607490118,45.454545454545453,19.171921562725604,null,0,0,null,0,0,null,0,0]
[2242,891.44601048497168,90.909090909090878,106.77468552271215,null,{"$f":"B2271*$G$6+C2271*$G$7","v":0},{"$f":"D2271*$G$8","v":0},null,0,{"$f":"$D2271*J$8","v":0},null,0,{"$f":"$D2271*M$8","v":0}]
[2246,255.22976452089409,90.909090909090878,615.4630705997414,null,0,0,null,0,0,null,0,0]
[2249,292.12621287655531,0,203.02308065511286,null,0,0,null,0,0,null,0,0]
[2253,328.07772058812816,0,0,null,0,0,null,0,0,null,0,0]
[2257,258.00291757060887,0,0,null,0,0,null,0,0,null,0,0]
[2260,164.6528862285904,0,0,null,0,0,null,0,0,null,0,0]
[2261,707.82553532779912,0,0,null,0,0,null,0,0,null,0,0]
[2264,786.01177979563261,0,104.68756462457519,null,0,0,null,0,0,null,0,0]
[2267,252.79788390848466,0,606.96087072307216,null,0,0,null,0,0,null,0,0]
[2271,149.66016714504713,90.909090909090821,456.18255342320117,null,0,0,null,0,0,null,0,0]
[2274,1169.3911350893015,45.454545454545524,121.3122223375245,null,0,0,null,0,0,null,0,0]
[2279,522.65433937172145,45.454545454545524,0,null,0,0,null,0,0,null,0,0]
[2282,243.0084538343431,0,0,null,0,0,null,0,0,null,0,0]
[2285,199.56761110380299,0,0,null,0,0,null,0,0,null,0,0]
[2286,154.93177308211253,0,0,null,0,0,null,0,0,null,0,0]
[2289,830.05109166784291,318.18181818181819,369.85095594945369,null,0,0,null,0,0,null,0,0]
[2292,278.5866416745726,0,639.50136654282221,null,0,0,null,0,0,null,0,0]
[2295,1326.6926975116644,90.909090909090821,457.17781453902768,null,0,0,null,0,0,null,0,0]
[2300,453.34158229866688,181.81818181818187,0,null,0,0,null,0,0,null,0,0]
[2304,158.15414666074741,0,0,null,0,0,null,0,0,null,0,0]
[2307,193.94523814566847,0,0,null,0,0,null,0,0,null,0,0]
[2310,113.57891236521012,0,0,null,0,0,null,0,0,null,0,0]
[2311,599.09583929313135,45.454545454545453,19.402664597137758,null,0,0,null,0,0,null,0,0]
[2314,549.50821772557549,90.909090909090878,424.1628368601115,null,0,0,null,0,0,null,0,0]
[2320,231.38785462733014,0,277.47780441202679,null,0,0,null,0,0,null,0,0]
[2322,126.4786634012822,45.454545454545524,138.81841833157071,null,0,0,null,0,0,null,0,0]
[2325,315.81308741976005,0,0,null,0,0,null,0,0,null,0,0]
[2329,330.66577516635823,0,0,null,0,0,null,0,0,null,0,0]
[2332,126.99722010235152,0,0,null,0,0,null,0,0,null,0,0]
[2335,376.55537572880274,45.454545454545453,9.3608809325419209,null,0,0,null,0,0,null,0,0]
[2336,120.45174220630858,0,16.303422338275045,null,0,0,null,0,0,null,0,0]
[2341,480.66375758160495,0,451.54395255252973,null,0,0,null,0,0,null,0,0]
[2344,101.88165495404274,0,311.14661331053821,null,0,0,null,0,0,null,0,0]
[2347,152.39905613352838,90.909090909090821,3.4781323984227659,null,0,0,null,0,0,null,0,0]
[2350,189.242113524687,0,0,null,0,0,null,0,0,null,0,0]
[2354,185.40268382521802,0,0,null,0,0,null,0,0,null,0,0]
[2357,147.80523400561754,0,0,null,0,0,null,0,0,null,0,0]
[2360,168.97402372715089,0,134.88664737730105,null,0,0,null,0,0,null,0,0]
[2362,186.93715180665512,90.909090909090878,441.85759906731789,null,0,0,null,0,0,null,0,0]
[2365,278.91432510364541,0,609.14604193014213,null,0,0,null,0,0,null,0,0]
[2369,230.07099075231457,0,240.11920937312712,null,0,0,null,{"$f":"$B2398*J$6+$C2398*J$7","v":0},0,null,{"$f":"$B2398*M$6+$C2398*M$7","v":0},0]
[2372,213.33668586201404,181.81818181818187,3.8778290217914978E-2,null,0,0,null,0,0,null,0,0]
[2375,375.00162474358984,45.454545454545524,0,null,0,0,null,0,0,null,0,0]
[2379,304.69579297606782,0,0,null,0,0,null,0,0,null,0,0]
[2382,757.49680840221231,0,0,null,0,0,null,0,0,null,0,0]
[2383,1423.7005310223469,45.454545454545453,16.549542500701914,null,0,0,null,0,0,null,0,0]
[2387,203.39308358149137,0,150.60523872660232,null,0,0,null,0,0,null,0,0]
[2390,1441.7468514895704,90.909090909090878,472.95185945011673,null,0,0,null,0,0,null,0,0]
[2394,407.37357336991522,45.454545454545524,85.420189657384242,null,0,0,null,0,0,null,0,0]
[2397,307.24289412723067,0,0,null,0,0,null,0,0,null,0,0]
[2400,179.35957408945518,0,0,null,0,0,null,0,0,null,0,0]
[2404,111.63509376075559,0,0,null,0,0,null,0,0,null,0,0]
[2408,691.96370371692092,0,141.52824738993178,null,0,0,null,0,0,null,0,0]
[2409,461.28223142982137,318.18181818181819,156.50913051614128,null,0,0,null,0,0,null,0,0]
[2412,72.302081777481874,0,190.10223590929417,null,0,0,null,0,0,null,0,0]
[2415,881.39493300554557,90.909090909090821,506.67387112911001,null,0,0,null,0,0,null,0,0]
[2419,240.52461930033132,90.909090909090821,17.400538935220734,null,0,0,null,0,0,null,0,0]
[2422,285.52297779301193,0,0,null,0,0,null,0,0,null,0,0]
[2426,303.88535587450809,0,0,null,0,0,null,0,0,null,0,0]
[2429,143.30586645786968,0,0,null,0,0,null,0,0,null,0,0]
[2433,429.909436235344,318.18181818181819,317.89557020092957,null,0,0,null,{"$f":"$B2462*J$6+$C2462*J$7","v":0},0,null,{"$f":"$B2462*M$6+$C2462*M$7","v":0},0]
[2434,470.83607829211627,90.909090909090878,659.60353878223498,null,{"$f":"B2463*$G$6+C2463*$G$7","v":0},{"$f":"D2463*$G$8","v":0},null,0,{"$f":"$D2463*J$8","v":0},null,0,{"$f":"$D2463*M$8","v":0}]
[2437,1536.8021431321847,0,263.37959838503849,null,0,0,null,0,0,null,0,0]
[2440,501.64908788697454,0,214.75500977844447,null,0,0,null,0,0,null,0,0]
[2444,175.46018343062551,181.81818181818187,7.7671425396098545E-2,null,0,0,null,0,0,null,0,0]
[2447,365.62439183111843,45.454545454545524,0,null,0,0,null,0,0,null,0,0]
[2450,225.96503321112934,0,0,null,0,0,null,0,0,null,0,0]
[2455,293.86553981715639,45.454545454545453,19.812852583183311,null,0,0,null,0,0,null,0,0]
[2458,561.55100452669092,90.909090909090878,121.53087993016416,null,0,0,null,0,0,null,0,0]
[2459,219.15497413851341,0,86.324792246096166,null,0,0,null,0,0,null,0,0]
[2462,547.14035668570239,90.909090909090878,207.15701234978616,null,0,0,null,0,0,null,0,0]
[2465,151.53548517418292,0,197.6214696311844,null,0,0,null,0,0,null,0,0]
[2469,231.36546797818431,0,0,null,0,0,null,0,0,null,0,0]
[2471,214.37007121675595,45.454545454545524,0,null,0,0,null,0,0,null,0,0]
[2477,169.78446082871054,0,0,null,0,0,null,0,0,null,0,0]
[2480,153.70576888441326,0,186.8496335534409,null,0,0,null,0,0,null,0,0]
[2483,603.37505003205285,0,659.1886201694399,null,0,0,null,0,0,null,0,0]
[2484,1749.1802800588741,0,723.35725863800235,null,0,0,null,0,0,null,0,0]
[2487,401.51061280133467,90.909090909090821,638.1914811068583,null,0,0,null,0,0,null,0,0]
[2491,276.76834716055578,90.909090909090821,39.384805903384745,null,0,0,null,0,0,null,0,0]
[2496,274.73854472402553,0,0,null,0,0,null,0,0,null,0,0]
[2498,265.42090547560497,0,0,null,{"$f":"B2527*$G$6+C2527*$G$7","v":0},{"$f":"D2527*$G$8","v":0},null,0,{"$f":"$D2527*J$8","v":0},null,0,{"$f":"$D2527*M$8","v":0}]
[2502,71.153732990703602,0,1.7906251708354113,null,0,0,null,0,0,null,0,0]
[2505,139.73887805460825,318.18181818181819,463.30662679697446,null,0,0,null,0,0,null,0,0]
[2508,100.55904658037863,0,355.89421385031631,null,0,0,null,0,0,null,0,0]
[2509,125.12502408335104,0,164.64957352760823,null,0,0,null,0,0,null,0,0]
[2512,71.707522494386566,0,211.83724351153543,null,0,0,null,0,0,null,0,0]
[2517,265.53100224478339,0,0,null,0,0,null,0,0,null,0,0]
[2520,286.38786642428204,0,0,null,0,0,null,0,0,null,0,0]
[2523,236.56425762003826,0,0,null,0,0,null,0,0,null,0,0]
[2527,568.55072571501853,45.454545454545453,41.445691863691863,null,0,0,null,0,0,null,0,0]
[2530,816.09097009060179,90.909090909090878,419.93215524276189,null,0,0,null,0,0,null,0,0]
[2533,321.88218329870693,0,107.88676336982611,null,0,0,null,0,0,null,0,0]
[2534,231.98968635756361,90.909090909090878,55.763199860711232,null,0,0,null,0,0,null,0,0]
[2538,210.66369424334175,45.454545454545524,43.306105904480276,null,0,0,null,0,0,null,0,0]
[2542,96.782497837985048,0,0,null,0,0,null,0,0,null,0,0]
[2545,308.55689309882786,0,0,null,0,0,null,0,0,null,0,0]
[2548,143.86094149513772,0,0,null,0,0,null,0,0,null,0,0]
[2552,184.85938978501898,0,207.3943682984179,null,0,0,null,0,0,null,0,0]
[2555,120.03890227784585,0,635.85291003288012,null,0,0,null,0,0,null,0,0]
[2559,167.8375202141207,90.909090909090821,634.33084980497028,null,0,0,null,0,0,null,0,0]
[2560,88.11423669768017,0,529.77326221318538,null,0,0,null,0,0,null,0,0]
[2563,216.9100101093733,90.909090909090821,54.281367430783945,null,0,0,null,0,0,null,0,0]
[2567,1079.3960709328353,45.454545454545524,0,null,0,0,null,0,0,null,0,0]
[2570,161.6250873404386,0,0,null,0,0,null,0,0,null,0,0]
[2573,154.52673817898759,0,0,null,0,0,null,0,0,null,0,0]
[2577,154.72567450127741,318.18181818181819,428.15018981960964,null,0,0,null,0,0,null,0,0]
[2580,119.26868401273343,0,838.02121465292862,null,0,0,null,0,0,null,0,0]
[2582,279.8357588478932,90.909090909090878,829.82618349773134,null,0,0,null,0,0,null,0,0]
[2585,158.13183347066354,0,406.60671144941529,null,0,0,null,0,0,null,0,0]
[2588,473.23861200925484,181.81818181818187,0.54340976208309832,null,0,0,null,0,0,null,0,0]
[2592,177.82730987987833,0,0,null,0,0,null,0,0,null,0,0]
[2595,212.130579887735,0,0,null,0,0,null,0,0,null,0,0]
[2599,447.59368616833262,45.454545454545453,70.927659440938641,null,0,0,null,0,0,null,0,0]
[2601,749.00879743529958,318.18181818181819,435.1865135442182,null,0,0,null,0,0,null,0,0]
[2606,203.26058179840157,90.909090909090878,825.84798424861469,null,0,0,null,0,0,null,0,0]
[2607,561.2475267767868,90.909090909090821,735.00370582059725,null,0,0,null,0,0,null,0,0]
[2610,219.18953662718624,45.454545454545524,203.03597692298743,null,0,0,null,0,0,null,0,0]
[2613,861.08381915363191,0,0,null,0,0,null,0,0,null,0,0]
[2617,224.28520811075182,0,0,null,0,0,null,0,0,null,0,0]
[2620,130.96336668377751,0,0,null,0,0,null,0,0,null,0,0]
[2622,79.187247231567369,0,1.1490430842696531,null,0,0,null,0,0,null,0,0]
[2628,69.995482106014862,0,653.91367004557117,null,0,0,null,0,0,null,0,0]
[2631,216.03584727152509,90.909090909090821,555.49364587211676,null,0,0,null,0,0,null,0,0]
[2632,134.90553806384182,0,454.94433407563281,null,0,0,null,0,0,null,0,0]
[2635,169.96048710603768,90.909090909090821,42.959516921842038,null,0,0,null,0,0,null,0,0]
[2638,225.47965245893778,0,0,null,0,0,null,0,0,null,0,0]
[2642,188.22984765027141,0,0,null,0,0,null,0,0,null,0,0]
[2647,173.51866960424135,45.454545454545453,19.873878015127602,null,0,0,null,0,0,null,0,0]
[2650,205.89124263259399,90.909090909090878,119.04803565099549,null,0,0,null,0,0,null,0,0]
[2653,558.10164244646342,0,156.22919329564141,null,0,0,null,0,0,null,0,0]
[2656,182.6399803270734,0,84.439036587756974,null,0,0,null,0,0,null,0,0]
[2657,619.53591511958439,0,52.8062240033602,null,0,0,null,0,0,null,0,0]
[2660,650.41489095212228,181.81818181818187,0.44211734107595368,null,0,0,null,0,0,null,0,0]
[2664,270.58966872586461,0,0,null,0,0,null,0,0,null,0,0]
[2668,72.564055157353792,0,0,null,0,0,null,0,0,null,0,0]
[2671,330.77421910664151,45.454545454545453,8.4716577927848284,null,0,0,null,0,0,null,0,0]
[2675,191.27564400861399,0,64.841437428414054,null,0,0,null,0,0,null,0,0]
[2678,456.88107864797303,90.909090909090878,76.616528045955747,null,0,0,null,0,0,null,0,0]
[2681,261.41004069018396,0,38.417524431073879,null,0,0,null,0,0,null,0,0]
[2682,276.1770568057197,45.454545454545524,24.082010547740623,null,0,0,null,0,0,null,0,0]
[2685,196.76083216845603,0,0,null,0,0,null,0,0,null,0,0]
[2689,248.03406373752227,0,0,null,0,0,null,{"$f":"$B2718*J$6+$C2718*J$7","v":0},0,null,{"$f":"$B2718*M$6+$C2718*M$7","v":0},0]
[2693,143.46196696462832,0,0,null,0,0,null,0,0,null,0,0]
[2696,377.87690425425535,0,131.31555552409156,null,0,0,null,0,0,null,0,0]
[2700,733.77638969658199,0,456.64776668387032,null,0,0,null,0,0,null,0,0]
[2703,1109.2139306147249,90.909090909090821,382.81495261702668,null,0,0,null,0,0,null,0,0]
[2706,686.43315458629127,45.454545454545524,106.86074585465187,null,0,0,null,0,0,null,0,0]
[2707,426.36420089681843,90.909090909090821,39.228678600300903,null,0,0,null,0,0,null,0,0]
[2710,181.98096071706965,0,0,null,0,0,null,0,0,null,0,0]
[2715,241.72613408323497,0,0,null,0,0,null,0,0,null,0,0]
[2718,83.788691655399447,0,3.055518797016989,null,0,0,null,0,0,null,0,0]
[2721,116.09883366343135,318.18181818181819,457.19369322719155,null,0,0,null,0,0,null,0,0]
[2725,115.20805071280478,0,401.45365165393628,null,0,0,null,0,0,null,0,0]
[2728,124.20543599803609,0,285.31632791589618,null,0,0,null,0,0,null,0,0]
[2729,121.9266165236948,0,215.71619064220837,null,0,0,null,0,0,null,0,0]
[2735,218.06432744493932,45.454545454545524,0,null,0,0,null,0,0,null,0,0]
[2736,169.56784841962605,0,0,null,0,0,null,0,0,null,0,0]
[2740,90.038129531566,0,0,null,0,0,null,0,0,null,0,0]
[2743,703.8355145512221,45.454545454545453,48.592031337672651,null,0,0,null,0,0,null,0,0]
[2746,80.421337435516733,90.909090909090878,319.05532496944625,null,0,0,null,0,0,null,0,0]
[2750,665.79964268481558,90.909090909090878,376.78590635331562,null,0,0,null,0,0,null,0,0]
[2753,158.18026135728988,0,194.16332196562564,null,0,0,null,{"$f":"$B2782*J$6+$C2782*J$7","v":0},0,null,{"$f":"$B2782*M$6+$C2782*M$7","v":0},0]
[2756,169.08402867250177,181.81818181818187,0.62339665870191097,null,0,0,null,0,0,null,0,0]
[2758,377.34129586841857,0,0,null,0,0,null,0,0,null,0,0]
[2761,256.62436644827534,0,0,null,0,0,null,0,0,null,0,0]
[2765,143.67316176788998,0,0,null,0,0,null,0,0,null,0,0]
[2768,81.366676595017154,0,168.24965397708371,null,0,0,null,0,0,null,0,0]
[2772,368.63957871656226,0,511.80556263179199,null,0,0,null,0,0,null,0,0]
[2775,134.49132996034928,90.909090909090821,390.5113758370112,null,0,0,null,0,0,null,0,0]
[2777,120.87982489013719,0,188.14180895563712,null,0,0,null,0,0,null,0,0]
[2780,127.84392761577567,181.81818181818187,0.72342816116611131,null,0,0,null,0,0,null,0,0]
[2783,244.50536587033051,45.454545454545524,0,null,0,0,null,0,0,null,0,0]
[2786,185.17789909548574,0,0,null,0,0,null,0,0,null,0,0]
[2790,71.153732990703602,0,1.0000189014021834,null,0,0,null,0,0,null,0,0]
[2793,177.03725766802489,318.18181818181819,68.774848138766998,null,0,0,null,0,0,null,0,0]
[2798,231.677393520219,90.909090909090878,231.55503592370633,null,0,0,null,0,0,null,0,0]
[2801,445.48605385560899,0,140.0773606376554,null,0,0,null,0,0,null,0,0]
[2804,1949.1875436487717,181.81818181818187,2.6269015773400897,null,0,0,null,0,0,null,0,0]
[2805,672.11423874898003,0,0,null,0,0,null,0,0,null,0,0]
[2808,134.2707691266821,0,0,null,0,0,null,0,0,null,0,0]
[2811,144.47469195818164,0,0,null,0,0,null,0,0,null,0,0]
[2815,125.55044387618184,45.454545454545453,19.43905981480658,null,0,0,null,0,0,null,0,0]
[2819,221.71894332678883,0,123.54262650042823,null,0,0,null,0,0,null,0,0]
[2823,603.08257277668395,90.909090909090821,129.74407081688815,null,0,0,null,0,0,null,0,0]
[2826,164.39545812817997,45.454545454545524,47.050647619663749,null,0,0,null,0,0,null,0,0]
[2829,345.35281272813705,0,0,null,0,0,null,0,0,null,0,0]
[2830,285.7293059334159,0,0,null,0,0,null,0,0,null,0,0]
[2833,463.71473644425782,0,0,null,0,0,null,0,0,null,0,0]
[2837,185.55480836024572,0,0,null,0,0,null,0,0,null,0,0]
[2840,267.19246257966,0,47.349171918700698,null,0,0,null,0,0,null,0,0]
[2844,116.90732409984781,0,164.53836662166364,null,0,0,null,0,0,null,0,0]
[2848,979.28844865323697,0,114.39849366680556,null,0,0,null,0,0,null,0,0]
[2851,230.50673154335709,90.909090909090821,22.020559357054363,null,0,0,null,0,0,null,0,0]
[2854,332.40106185854859,0,0,null,0,0,null,0,0,null,0,0]
[2855,392.33594325233946,45.454545454545524,0,null,0,0,null,0,0,null,0,0]
[2858,269.26997667696185,0,0,null,0,0,null,0,0,null,0,0]
[2861,156.03292442155319,0,0,null,0,0,null,0,0,null,0,0]
[2866,359.38606463807974,90.909090909090878,40.629988917858675,null,0,0,null,0,0,null,0,0]
[2869,1800.0174613905986,0,941.50204300052076,null,0,0,null,0,0,null,0,0]
[2873,105.36159804178253,0,247.85633663403902,null,0,0,null,0,0,null,0,0]
[2876,492.80985077985514,181.81818181818187,0.86944538276934902,null,0,0,null,0,0,null,0,0]
[2877,199.46449294551491,0,0,null,0,0,null,0,0,null,0,0]
[2880,156.70333018616745,0,0,null,0,0,null,0,0,null,0,0]
[2886,231.7390991323023,0,1.6191663961487721,null,0,0,null,0,0,null,0,0]
[2888,341.36184616613627,0,19.243391679656707,null,0,0,null,0,0,null,0,0]
[2891,120.03890227784585,0,48.845033989177622,null,0,0,null,0,0,null,0,0]
[2894,71.153732990703602,90.909090909090878,929.42806696615207,null,0,0,null,0,0,null,0,0]
[2898,157.25868069491813,45.454545454545524,163.4438465522075,null,0,0,null,0,0,null,0,0]
[2901,402.09396957747435,0,0,null,0,0,null,0,0,null,0,0]
[2902,308.90885382965484,0,0,null,0,0,null,0,0,null,0,0]
[2907,224.33157914364205,0,0,null,0,0,null,0,0,null,0,0]
[2909,148.43881841540244,0,0,null,0,0,null,0,0,null,0,0]
[2913,276.38219123636605,318.18181818181819,95.016156948313153,null,0,0,null,0,0,null,0,0]
[2916,973.80748438946034,0,168.60725443620336,null,0,0,null,0,0,null,0,0]
[2919,567.06531002223483,90.909090909090821,150.32717609435835,null,0,0,null,0,0,null,0,0]
[2923,299.14632813697222,90.909090909090821,24.897472380776232,null,0,0,null,0,0,null,0,0]
[2926,163.0329302637461,0,0,null,0,0,null,0,0,null,0,0]
[2928,180.81700187961553,0,0,null,0,0,null,0,0,null,0,0]
[2931,165.590040212107,0,0,null,0,0,null,0,0,null,0,0]
[2934,495.47891233871007,0,1.7485174135843953,null,0,0,null,0,0,null,0,0]
[2938,86.423537819649482,90.909090909090878,232.2750605481302,null,0,0,null,0,0,null,0,0]
[2941,464.40332332671858,0,397.45234105740411,null,0,0,null,0,0,null,0,0]
[2945,540.07928799821877,0,203.47548413317966,null,0,0,null,{"$f":"$B2974*J$6+$C2974*J$7","v":0},0,null,{"$f":"$B2974*M$6+$C2974*M$7","v":0},0]
[2948,302.83636046909044,181.81818181818187,4.0958481008208301,null,0,0,null,0,0,null,0,0]
[2949,828.47442329176113,0,0,null,0,0,null,0,0,null,0,0]
[2953,282.75191832656441,0,0,null,0,0,null,0,0,null,0,0]
[2956,97.953343462502076,0,0,null,0,0,null,0,0,null,0,0]
[2959,136.84477465930388,45.454545454545453,20.225533216580605,null,0,0,null,0,0,null,0,0]
[2963,559.73013802726587,0,98.1770414213686,null,0,0,null,0,0,null,0,0]
[2966,168.96287631449164,90.909090909090878,113.55023026662244,null,0,0,null,0,0,null,0,0]
[2970,342.21923279069944,45.454545454545524,38.391204615657422,null,0,0,null,0,0,null,0,0]
[2974,237.5882677619918,0,0,null,0,0,null,0,0,null,0,0]
[2977,269.74259391713053,0,0,null,0,0,null,0,0,null,0,0]
[2978,201.34623864257608,0,0,null,0,0,null,0,0,null,0,0]
[2981,151.99240053984809,0,0,null,0,0,null,0,0,null,0,0]
[2984,697.39912336225484,0,26.144374466631323,null,0,0,null,0,0,null,0,0]
[2988,186.93937394328071,0,66.740597728905968,null,0,0,null,0,0,null,0,0]
[2991,516.56293030269092,90.909090909090821,60.092962239451296,null,0,0,null,0,0,null,0,0]
[2995,174.64350230879552,90.909090909090821,9.2910470434426706,null,0,0,null,0,0,null,0,0]
[2999,388.00957179561118,45.454545454545524,0,null,0,0,null,0,0,null,0,0]
[3002,216.15191258949164,0,0,null,0,0,null,0,0,null,0,0]
[3003,193.80750240441091,0,0,null,0,0,null,0,0,null,0,0]
[3006,71.153732990703602,0,8.0728519443602114,null,0,0,null,0,0,null,0,0]
[3010,902.98293982036193,90.909090909090878,489.00435798587375,null,{"$f":"B3039*$G$6+C3039*$G$7","v":0},{"$f":"D3039*$G$8","v":0},null,0,{"$f":"$D3039*J$8","v":0},null,0,{"$f":"$D3039*M$8","v":0}]
[3013,198.6893712880138,0,662.7828986768842,null,0,0,null,0,0,null,0,0]
[3016,123.90740340110283,0,459.3126196339224,null,0,0,null,0,0,null,0,0]
[3021,181.4964982031531,0,0,null,0,0,null,0,0,null,0,0]
[3024,175.79947247325669,0,0,null,0,0,null,0,0,null,0,0]
[3027,168.82352447387001,0,0,null,0,0,null,0,0,null,0,0]
[3028,79.524301282237133,0,0,null,0,0,null,0,0,null,0,0]
[3031,159.03436987121088,45.454545454545453,58.760325949067976,null,0,0,null,0,0,null,0,0]
[3035,174.8665919706722,0,335.32377120655593,null,0,0,null,0,0,null,0,0]
[3037,334.83604611632768,0,339.15603174207899,null,0,0,null,0,0,null,0,0]
[3042,351.35377532707503,45.454545454545524,87.048817019620472,null,0,0,null,0,0,null,0,0]
[3046,293.50430487975149,0,0,null,0,0,null,0,0,null,0,0]
[3049,337.19738766444783,0,0,null,0,0,null,0,0,null,0,0]
[3050,329.85469529800594,0,0,null,0,0,null,0,0,null,0,0]
[3053,174.70577722860949,0,0,null,0,0,null,0,0,null,0,0]
[3056,100.45188817368013,0,264.33418709094821,null,0,0,null,0,0,null,0,0]
[3062,92.706245304997793,90.909090909090878,800.68703977569271,null,0,0,null,0,0,null,0,0]
[3064,893.8847126895264,0,583.0774785818046,null,0,0,null,0,0,null,0,0]
[3067,519.49012700542801,90.909090909090821,70.721066537753259,null,0,0,null,0,0,null,0,0]
[3071,227.21512279878331,45.454545454545524,0,null,0,0,null,0,0,null,0,0]
[3074,251.46552017138623,0,0,null,{"$f":"B3103*$G$6+C3103*$G$7","v":0},{"$f":"D3103*$G$8","v":0},null,0,{"$f":"$D3103*J$8","v":0},null,0,{"$f":"$D3103*M$8","v":0}]
[3075,253.63072602395559,0,0,null,0,0,null,0,0,null,0,0]
[3079,165.75339480123844,45.454545454545453,99.08306085691224,null,0,0,null,0,0,null,0,0]
[3082,578.19040030888266,90.909090909090878,626.18243591766213,null,0,0,null,0,0,null,0,0]
[3086,86.352853673712701,90.909090909090878,842.92122494320506,null,0,0,null,0,0,null,0,0]
[3089,247.85252803054479,0,450.98803869456896,null,0,0,null,0,0,null,0,0]
[3092,123.59248440229156,181.81818181818187,7.2985421512046749,null,0,0,null,0,0,null,0,0]
[3096,187.77945177635897,0,0,null,0,0,null,0,0,null,0,0]
[3099,167.16022766244333,0,0,null,0,0,null,0,0,null,0,0]
[3100,125.56476839327269,0,0,null,0,0,null,0,0,null,0,0]
[3104,62.826138250442476,0,262.40568865123322,null,0,0,null,0,0,null,0,0]
[3107,174.42753266650368,0,501.60565382758284,null,0,0,null,0,0,null,0,0]
[3111,136.49749694367975,90.909090909090821,104.61827615358865,null,0,0,null,0,0,null,0,0]
[3114,110.46149342141339,45.454545454545524,92.358929654979192,null,0,0,null,0,0,null,0,0]
[3118,147.75298624776713,0,0,null,0,0,null,0,0,null,0,0]
[3121,234.89086018758596,0,0,null,0,0,null,0,0,null,0,0]
[3125,141.22146557350496,0,0,null,0,0,null,0,0,null,0,0]
[3126,84.100892668916643,0,12.531801245823656,null,0,0,null,0,0,null,0,0]
[3129,128.64302447463845,318.18181818181819,403.93992218697724,null,0,0,null,0,0,null,0,0]
[3132,122.44743209092078,0,760.3557039794307,null,0,0,null,0,0,null,0,0]
[3136,142.35275349313275,0,482.95582885569917,null,0,0,null,0,0,null,0,0]
[3139,323.32978593932404,90.909090909090821,57.422128567744714,null,0,0,null,0,0,null,0,0]
[3143,239.51024147788289,45.454545454545524,0,null,0,0,null,0,0,null,0,0]
[3146,366.6335356953989,0,0,null,0,0,null,0,0,null,0,0]
[3150,493.59926022491612,0,13.662976388553012,null,0,0,null,0,0,null,0,0]
[3151,242.25329467694155,45.454545454545453,94.601190225546148,null,0,0,null,0,0,null,0,0]
[3154,81.368601222441711,90.909090909090878,549.7194974594014,null,0,0,null,0,0,null,0,0]
[3158,71.153732990703602,90.909090909090878,265.39415490626664,null,0,0,null,0,0,null,0,0]
[3161,160.66396733794315,0,243.75682255528574,null,0,0,null,0,0,null,0,0]
[3164,818.59050649911683,181.81818181818187,18.330946602016549,null,0,0,null,0,0,null,0,0]
[3167,304.20765750905088,45.454545454545524,0,null,0,0,null,0,0,null,0,0]
[3172,97.54931862147977,0,0,null,0,0,null,0,0,null,0,0]
[3175,124.8525827871434,45.454545454545453,89.497112215502582,null,0,0,null,0,0,null,0,0]
[3176,59.117741152823243,0,254.13953742378749,null,0,0,null,0,0,null,0,0]
[3179,193.75397829535819,0,723.69336046940646,null,0,0,null,0,0,null,0,0]
[3183,161.15772425967992,90.909090909090821,668.18956828925343,null,0,0,null,0,0,null,0,0]
[3186,172.30162741210671,45.454545454545524,225.94011789080847,null,0,0,null,0,0,null,0,0]
[3188,323.43097579723457,181.81818181818187,9.839642136058778,null,0,0,null,0,0,null,0,0]
[3194,163.41565197678725,0,0,null,0,0,null,0,0,null,0,0]
[3197,152.08422436735327,0,0,null,0,0,null,0,0,null,0,0]
[3200,534.2235226529375,0,293.42480314243289,null,0,0,null,0,0,null,0,0]
[3201,116.09883366343135,318.18181818181819,158.04401670121788,null,0,0,null,{"$f":"$B3230*J$6+$C3230*J$7","v":0},0,null,{"$f":"$B3230*M$6+$C3230*M$7","v":0},0]
[3204,274.12141514412957,0,104.51688727197757,null,0,0,null,0,0,null,0,0]
[3208,165.86817458561978,0,612.74075176491351,null,0,0,null,0,0,null,0,0]
[3213,245.178342702115,0,0,null,0,0,null,0,0,null,0,0]
[3215,357.22508268157577,45.454545454545524,0,null,0,0,null,0,0,null,0,0]
[3219,234.68747040966227,0,0,null,0,0,null,0,0,null,0,0]
[3222,95.935863783622906,0,17.757778743693009,null,0,0,null,0,0,null,0,0]
[3223,280.71664318991475,45.454545454545453,98.159724449224413,null,0,0,null,0,0,null,0,0]
[3226,262.25133059778528,90.909090909090878,581.16575804794195,null,0,0,null,0,0,null,0,0]
[3229,212.26054457847079,0,621.54768575427966,null,0,0,null,0,0,null,0,0]
[3234,172.82952259643309,45.454545454545524,150.79889101935737,null,0,0,null,0,0,null,0,0]
[3237,270.03505280773408,0,0,null,0,0,null,0,0,null,0,0]
[3240,241.57692036353927,0,0,null,0,0,null,0,0,null,0,0]
[3244,397.73784720063435,0,0,null,0,0,null,0,0,null,0,0]
[3247,505.98390713583325,45.454545454545453,95.284434339885522,null,0,0,null,0,0,null,0,0]
[3248,140.26906883462249,0,259.3928237479189,null,0,0,null,0,0,null,0,0]
[3251,372.35342555834382,0,616.39972558231409,null,0,0,null,0,0,null,0,0]
[3255,159.0639004141365,90.909090909090821,447.24720827225542,null,0,0,null,0,0,null,0,0]
[3259,142.25723834776193,90.909090909090821,56.156981768609285,null,0,0,null,0,0,null,0,0]
[3262,198.62705963866884,0,0,null,0,0,null,0,0,null,0,0]
[3265,314.40570361559014,0,0,null,0,0,null,{"$f":"$B3294*J$6+$C3294*J$7","v":0},0,null,{"$f":"$B3294*M$6+$C3294*M$7","v":0},0]
[3269,151.73529382283388,0,3.9465778407770331E-2,null,0,0,null,0,0,null,0,0]
[3272,198.56712898117115,0,150.41543727022307,null,0,0,null,0,0,null,0,0]
[3273,1036.3663234780349,318.18181818181819,216.57490349538301,null,0,0,null,0,0,null,0,0]
[3276,612.27226011266748,0,205.36341398734507,null,0,0,null,0,0,null,0,0]
[3280,589.84358779227682,0,230.88938345981305,null,0,0,null,0,0,null,0,0]
[3284,150.81687190012835,181.81818181818187,2.3828193556263328,null,0,0,null,0,0,null,0,0]
[3287,279.37068952634559,45.454545454545524,0,null,0,0,null,0,0,null,0,0]
[3291,175.69066123766322,0,0,null,0,0,null,0,0,null,0,0]
[3294,85.078908255672985,0,19.985541945759447,null,0,0,null,0,0,null,0,0]
[3297,544.43364735757018,318.18181818181819,283.50951212607248,null,0,0,null,0,0,null,0,0]
[3301,128.78815203401018,0,608.52223777748782,null,0,0,null,0,0,null,0,0]
[3302,71.153732990703602,90.909090909090878,514.280264159436,null,0,0,null,0,0,null,0,0]
[3305,217.71407463730398,0,215.7739784797503,null,0,0,null,0,0,null,0,0]
[3309,273.36320743565477,0,0,null,0,0,null,0,0,null,0,0]
[3312,208.66340398497158,0,0,null,0,0,null,0,0,null,0,0]
[3316,151.13721768714527,0,0,null,0,0,null,0,0,null,0,0]
[3319,124.8525827871434,45.454545454545453,105.1559474746966,null,0,0,null,0,0,null,0,0]
[3322,223.72522968109519,90.909090909090878,615.9171413328686,null,0,0,null,0,0,null,0,0]
[3324,567.90064056343158,0,760.07643362428223,null,0,0,null,0,0,null,0,0]
[3327,541.29512729821306,90.909090909090821,683.96024533899822,null,0,0,null,0,0,null,0,0]
[3331,294.40151549830341,90.909090909090821,75.713193770885482,null,0,0,null,0,0,null,0,0]
[3334,304.34741337451362,0,0,null,0,0,null,0,0,null,0,0]
[3337,237.37561295987291,0,0,null,0,0,null,0,0,null,0,0]
[3339,232.39068101227832,0,0,null,0,0,null,0,0,null,0,0]
[3345,595.97998135440173,318.18181818181819,238.88608110229541,null,0,0,null,0,0,null,0,0]
[3348,58.344859996713204,0,352.20448768993498,null,0,0,null,0,0,null,0,0]
[3349,143.69468986424846,0,381.15844388769926,null,0,0,null,0,0,null,0,0]
[3352,955.97540727657088,0,418.79428809582765,null,0,0,null,0,0,null,0,0]
[3356,244.18921643223055,181.81818181818187,16.132986507405679,null,0,0,null,0,0,null,0,0]
[3359,187.83427060137947,45.454545454545524,0,null,0,0,null,0,0,null,0,0]
[3364,114.28880237565153,0,0,null,0,0,null,0,0,null,0,0]
[3367,176.1869690253281,45.454545454545453,111.94531328906004,null,0,0,null,0,0,null,0,0]
[3370,1339.9515072604293,90.909090909090878,652.40596728375965,null,0,0,null,0,0,null,0,0]
[3373,395.82717699790908,0,345.42247751954443,null,0,0,null,0,0,null,0,0]
[3374,735.55096954921464,90.909090909090878,333.36602347749874,null,0,0,null,0,0,null,0,0]
[3377,145.07991198765012,0,162.60154198912915,null,0,0,null,0,0,null,0,0]
[3381,995.82867470172243,0,0,null,0,0,null,0,0,null,0,0]
[3385,227.10419961515728,0,0,null,0,0,null,0,0,null,0,0]
[3388,104.54629427736518,0,0,null,0,0,null,0,0,null,0,0]
[3392,559.93527245791211,0,285.41737724577257,null,0,0,null,0,0,null,0,0]
[3395,407.17237818146913,0,756.48955318828007,null,0,0,null,0,0,null,0,0]
[3396,678.94683689829583,0,838.72714210320157,null,0,0,null,0,0,null,0,0]
[3399,186.13764174056848,90.909090909090821,732.67490773696954,null,0,0,null,0,0,null,0,0]
[3402,1374.1582704255779,45.454545454545524,245.29973953376032,null,0,0,null,0,0,null,0,0]
[3406,379.49989040540731,0,0,null,0,0,null,0,0,null,0,0]
[3410,192.10426222801965,0,0,null,0,0,null,0,0,null,0,0]
[3413,378.34529759835891,0,0.2324386807239468,null,0,0,null,0,0,null,0,0]
[3417,674.46906080534711,318.18181818181819,478.52562561919859,null,0,0,null,0,0,null,0,0]
[3420,75.058381849191576,0,829.45227637406003,null,0,0,null,0,0,null,0,0]
[3421,125.12502408335104,0,847.90068877412102,null,0,0,null,0,0,null,0,0]
[3424,95.48445784760807,0,584.58987039950955,null,0,0,null,0,0,null,0,0]
[3427,132.37152180809846,90.909090909090821,77.25429908890942,null,0,0,null,0,0,null,0,0]
[3432,111.09443506440573,0,0,null,0,0,null,0,0,null,0,0]
[3435,202.98988515491666,0,0,null,0,0,null,0,0,null,0,0]
[3438,137.75456514222395,0,24.188774251389123,null,0,0,null,0,0,null,0,0]
[3442,579.51055147692261,90.909090909090878,201.06263104323807,null,0,0,null,0,0,null,0,0]
[3445,115.20805071280478,0,238.99864797384998,null,0,0,null,0,0,null,0,0]
[3446,71.153732990703602,90.909090909090878,302.18342007743917,null,0,0,null,0,0,null,0,0]
[3452,159.03648181924348,181.81818181818187,22.722745521326345,null,0,0,null,0,0,null,0,0]
[3453,295.61827303657293,0,9.0152395364410942E-2,null,0,0,null,0,0,null,0,0]
[3457,316.75382253254918,0,0,null,0,0,null,{"$f":"$B3486*J$6+$C3486*J$7","v":0},0,null,{"$f":"$B3486*M$6+$C3486*M$7","v":0},0]
[3460,155.10011370507752,0,0,null,0,0,null,0,0,null,0,0]
[3464,569.29046765178225,0,287.77540858215468,null,0,0,null,0,0,null,0,0]
[3467,702.00783472379567,0,758.43206364939772,null,0,0,null,0,0,null,0,0]
[3470,71.153732990703602,90.909090909090878,424.07625864742363,null,0,0,null,0,0,null,0,0]
[3473,257.46783258058878,0,227.93974190075437,null,0,0,null,0,0,null,0,0]
[3475,174.74240575340119,90.909090909090821,69.245070238645326,null,0,0,null,0,0,null,0,0]
[3478,238.80742190215926,0,0,null,0,0,null,0,0,null,0,0]
[3482,258.57075611990012,0,0,null,0,0,null,0,0,null,0,0]
[3485,158.04758510892782,0,0.21762204230684121,null,0,0,null,0,0,null,0,0]
[3489,1089.8929117740754,318.18181818181819,76.566488114023002,null,0,0,null,0,0,null,0,0]
[3492,833.90304797385988,0,136.1614480233122,null,0,0,null,0,0,null,0,0]
[3494,71.153732990703602,90.909090909090878,166.12077035386622,null,0,0,null,0,0,null,0,0]
[3497,744.80850009373626,0,89.409821842488043,null,0,0,null,0,0,null,0,0]
[3500,250.87077724063602,181.81818181818187,7.2784915646058153,null,0,0,null,0,0,null,0,0]
[3504,179.97148807594897,0,0,null,0,0,null,0,0,null,0,0]
[3507,181.68675717374339,0,0,null,0,0,null,0,0,null,0,0]
[3510,267.93439910590092,0,18.606138079840747,null,0,0,null,0,0,null,0,0]
[3514,66.116461461431186,90.909090909090878,326.5157994055196,null,0,0,null,0,0,null,0,0]
[3515,120.03890227784585,0,404.00275936776586,null,0,0,null,0,0,null,0,0]
[3521,163.55054117939216,0,273.7799704563983,null,0,0,null,{"$f":"$B3550*J$6+$C3550*J$7","v":0},0,null,{"$f":"$B3550*M$6+$C3550*M$7","v":0},0]
[3522,184.65946176539211,45.454545454545524,216.8448264590269,null,{"$f":"B3551*$G$6+C3551*$G$7","v":0},{"$f":"D3551*$G$8","v":0},null,0,{"$f":"$D3551*J$8","v":0},null,0,{"$f":"$D3551*M$8","v":0}]
[3525,261.07883214437322,0,0.3515922981232476,null,0,0,null,0,0,null,0,0]
[3529,372.54322540979683,0,0,null,0,0,null,0,0,null,0,0]
[3532,190.73498531226426,0,0,null,0,0,null,0,0,null,0,0]
[3535,228.49703852505036,45.454545454545453,61.163528997090815,null,0,0,null,0,0,null,0,0]
[3540,58.344859996713204,0,232.76537896049436,null,0,0,null,0,0,null,0,0]
[3543,754.62097794858119,90.909090909090821,219.80961536419309,null,0,0,null,0,0,null,0,0]
[3546,386.30048244140778,45.454545454545524,39.830956508380922,null,0,0,null,0,0,null,0,0]
[3547,1066.7998619233465,90.909090909090821,64.217762144346977,null,0,0,null,0,0,null,0,0]
[3550,434.93990361899853,0,0,null,0,0,null,0,0,null,0,0]
[3554,103.25268019547389,0,0,null,0,0,null,0,0,null,0,0]
[3557,138.57693934135926,0,0.19970562361576455,null,0,0,null,0,0,null,0,0]
[3561,390.06336779826853,318.18181818181819,166.09905953430092,null,0,0,null,0,0,null,0,0]
[3565,115.20805071280478,0,486.0882700188202,null,0,0,null,0,0,null,0,0]
[3568,632.88645687202711,0,322.29369101030534,null,0,0,null,0,0,null,0,0]
[3569,378.74465778894375,0,242.84993582116275,null,0,0,null,0,0,null,0,0]
[3572,426.64389627539879,181.81818181818187,20.268442186035418,null,0,0,null,0,0,null,0,0]
[3575,434.33616195315255,45.454545454545524,0,null,0,0,null,0,0,null,0,0]
[3579,150.85947815609072,0,0,null,0,0,null,0,0,null,0,0]
[3582,333.24216811849499,0,23.146973297483093,null,0,0,null,0,0,null,0,0]
[3586,325.9369398736751,90.909090909090878,246.53276576856118,null,{"$f":"B3615*$G$6+C3615*$G$7","v":0},{"$f":"D3615*$G$8","v":0},null,0,{"$f":"$D3615*J$8","v":0},null,0,{"$f":"$D3615*M$8","v":0}]
[3590,1182.1519842215068,90.909090909090878,98.127486331711694,null,0,0,null,0,0,null,0,0]
[3593,431.79732494646515,0,34.409454590042628,null,0,0,null,0,0,null,0,0]
[3594,562.03763408293707,45.454545454545524,107.4720564643042,null,0,0,null,0,0,null,0,0]
[3597,563.02193041949454,0,0.12574295390136331,null,0,0,null,0,0,null,0,0]
[3600,135.02886664656384,0,0,null,0,0,null,0,0,null,0,0]
[3603,206.14862482109058,0,0,null,0,0,null,0,0,null,0,0]
[3608,63.825365141352506,0,139.74632442185504,null,0,0,null,0,0,null,0,0]
[3612,355.4088073735258,0,409.68587384038295,null,0,0,null,0,0,null,0,0]
[3615,605.17420937865575,90.909090909090821,156.43290269327937,null,0,0,null,0,0,null,0,0]
[3618,259.67695776985352,45.454545454545524,116.62518148232699,null,0,0,null,0,0,null,0,0]
[3619,311.7699924708848,90.909090909090821,70.039428712243435,null,0,0,null,0,0,null,0,0]
[3624,223.83169022670441,0,0,null,0,0,null,0,0,null,0,0]
[3626,150.39576782719021,0,0,null,0,0,null,0,0,null,0,0]
[3630,71.153732990703602,0,4.3570124798052721,null,0,0,null,0,0,null,0,0]
[3633,296.47892858939508,318.18181818181819,188.77589204474711,null,0,0,null,0,0,null,0,0]
[3637,160.24620565232624,0,626.71422949112286,null,0,0,null,0,0,null,0,0]
[3640,255.01322557087167,0,499.52425299953052,null,0,0,null,0,0,null,0,0]
[3643,966.87818289444601,90.909090909090821,10.470286728294878,null,0,0,null,0,0,null,0,0]
[3645,321.83966886657214,0,0.1530936414889795,null,0,0,null,0,0,null,0,0]
[3648,262.67408749961857,0,0,null,0,0,null,0,0,null,0,0]
[3651,263.75669042590329,0,0,null,0,0,null,0,0,null,0,0]
[3655,133.52919989575125,45.454545454545453,120.51666054627921,null,0,0,null,0,0,null,0,0]
[3658,147.13418547421054,90.909090909090878,645.29033329799768,null,0,0,null,0,0,null,0,0]
[3662,257.27337726108112,90.909090909090878,388.1757787239639,null,0,0,null,0,0,null,0,0]
[3665,372.69967484709997,0,124.80611532787215,null,0,0,null,0,0,null,0,0]
[3666,328.26724496809857,45.454545454545524,86.576566134273946,null,0,0,null,0,0,null,0,0]
[3670,469.73994053365726,0,0,null,0,0,null,0,0,null,0,0]
[3673,301.65504692823788,0,0,null,0,0,null,0,0,null,0,0]
[3677,149.88614558453719,0,0.70094544615027521,null,0,0,null,0,0,null,0,0]
[3680,59.117741152823243,0,231.92448881211212,null,0,0,null,0,0,null,0,0]
[3683,971.6081200730589,0,603.38640678644708,null,0,0,null,0,0,null,0,0]
[3687,139.1180755216121,90.909090909090821,540.22100042732382,null,0,0,null,0,0,null,0,0]
[3691,136.16013620142618,90.909090909090821,86.988705573741925,null,0,0,null,0,0,null,0,0]
[3694,426.91661304308889,0,0,null,0,0,null,0,0,null,0,0]
[3695,261.28203827464193,45.454545454545524,0,null,0,0,null,0,0,null,0,0]
[3698,279.11872494367168,0,0,null,0,0,null,0,0,null,0,0]
[3702,72.145430327758206,0,26.154691602476074,null,0,0,null,0,0,null,0,0]
[3705,341.04443874159966,318.18181818181819,374.48938809739366,null,0,0,null,0,0,null,0,0]
[3708,100.03988384204769,0,639.21712112199884,null,0,0,null,0,0,null,0,0]
[3712,565.36942493442677,0,487.58522072466451,null,0,0,null,0,0,null,0,0]
[3716,203.25736796443888,181.81818181818187,22.527865828997488,null,0,0,null,0,0,null,0,0]
[3719,271.03565705605666,45.454545454545524,0,null,0,0,null,0,0,null,0,0]
[3720,195.69439023581228,0,0,null,0,0,null,0,0,null,0,0]
[3723,170.248538452921,0,0,null,0,0,null,0,0,null,0,0]
[3727,1110.1138041242741,45.454545454545453,121.4906050761613,null,0,0,null,0,0,null,0,0]
[3730,237.38793571752402,90.909090909090878,643.10817540739708,null,0,0,null,0,0,null,0,0]
[3733,115.20805071280478,0,847.53227756270655,null,0,0,null,0,0,null,0,0]
[3738,118.64575116693911,45.454545454545524,252.85150930162553,null,0,0,null,0,0,null,0,0]
[3741,311.77642013881024,0,0.42710096300322731,null,0,0,null,0,0,null,0,0]
[3742,1093.4183958073047,0,0,null,0,0,null,0,0,null,0,0]
[3745,208.4455978661295,0,0,null,0,0,null,0,0,null,0,0]
[3748,136.09696140810269,0,0,null,0,0,null,0,0,null,0,0]
[3752,190.54412948679496,0,252.35086325631977,null,0,0,null,0,0,null,0,0]
[3754,966.34675249276017,90.909090909090878,547.16018845473286,null,0,0,null,0,0,null,0,0]
[3759,129.36756038556709,90.909090909090821,645.80826515818535,null,0,0,null,0,0,null,0,0]
[3763,577.25039978671305,90.909090909090821,101.60796273717064,null,0,0,null,0,0,null,0,0]
[3766,142.29865089396671,0,0,null,0,0,null,0,0,null,0,0]
[3767,247.74059478481624,45.454545454545524,0,null,0,0,null,0,0,null,0,0]
[3770,159.05236734140195,0,0,null,0,0,null,0,0,null,0,0]
[3773,160.06252126778503,0,0.42311751254431668,null,0,0,null,0,0,null,0,0]
[3779,655.20139160847839,0,149.66815031586239,null,0,0,null,0,0,null,0,0]
[3781,115.20805071280478,0,166.75980094453402,null,0,0,null,0,0,null,0,0]
[3785,117.99012903855304,0,117.10639387178217,null,0,0,null,0,0,null,0,0]
[3788,325.38103842195949,181.81818181818187,12.442518301867274,null,0,0,null,0,0,null,0,0]
[3791,283.05998726784378,45.454545454545524,0,null,0,0,null,0,0,null,0,0]
[3792,262.84607352853544,0,0,null,0,0,null,0,0,null,0,0]
[3795,221.90247161082317,0,0,null,0,0,null,0,0,null,0,0]
[3800,947.46231003998435,0,158.64417268918444,null,0,0,null,0,0,null,0,0]
[3803,120.03890227784585,0,179.55274305819881,null,0,0,null,0,0,null,0,0]
[3806,340.26406476116517,90.909090909090878,414.81445098930811,null,0,0,null,0,0,null,0,0]
[3810,96.583423779954074,45.454545454545524,50.084833399665982,null,0,0,null,0,0,null,0,0]
[3813,405.48970654243851,0,0.27703125872827356,null,0,0,null,0,0,null,0,0]
[3816,210.02561046600911,0,0,null,0,0,null,0,0,null,0,0]
[3817,240.68494370315517,0,0,null,0,0,null,0,0,null,0,0]
[3821,205.9416539138943,0,0.9099171170602931,null,0,0,null,0,0,null,0,0]
[3824,119.80410875091545,0,220.31950982630809,null,0,0,null,0,0,null,0,0]
[3828,383.98654769895205,0,556.56373938477338,null,0,0,null,0,0,null,0,0]
[3831,259.99481696762155,90.909090909090821,544.13532131794352,null,0,0,null,0,0,null,0,0]
[3835,265.03120515167342,90.909090909090821,88.931062466903583,null,0,0,null,0,0,null,0,0]
[3838,304.03677336606404,0,0,null,0,0,null,0,0,null,0,0]
[3841,394.95136133116591,0,0,null,0,0,null,{"$f":"$B3870*J$6+$C3870*J$7","v":0},0,null,{"$f":"$B3870*M$6+$C3870*M$7","v":0},0]
[3842,303.22624444067691,0,0,null,{"$f":"B3871*$G$6+C3871*$G$7","v":0},{"$f":"D3871*$G$8","v":0},null,0,{"$f":"$D3871*J$8","v":0},null,0,{"$f":"$D3871*M$8","v":0}]
[3846,78.481274425607168,0,29.105347103689795,null,0,0,null,0,0,null,0,0]
[3850,116.83729006660978,90.909090909090878,612.88760795787039,null,0,0,null,0,0,null,0,0]
[3853,133.33866545367823,0,799.78100191063504,null,0,0,null,0,0,null,0,0]
[3856,545.8727011998468,0,555.99012344968719,null,0,0,null,0,0,null,0,0]
[3860,59.660282237636892,181.81818181818187,25.059138232281981,null,0,0,null,0,0,null,0,0]
[3863,273.1102327908784,45.454545454545524,0,null,0,0,null,0,0,null,0,0]
[3867,210.48270947932934,0,0,null,0,0,null,0,0,null,0,0]
[3868,99.99183243311424,0,0,null,0,0,null,0,0,null,0,0]
[3871,126.64296377583702,45.454545454545453,84.370478118138237,null,0,0,null,0,0,null,0,0]
[3875,165.62465779507633,0,64.250558724785677,null,0,0,null,0,0,null,0,0]
[3878,107.02291145853498,90.909090909090878,137.58669526990619,null,0,0,null,0,0,null,0,0]
[3881,547.59516010333493,0,210.97005460063494,null,0,0,null,0,0,null,0,0]
[3884,97.192739152129363,181.81818181818187,29.603101148133156,null,0,0,null,0,0,null,0,0]
[3889,219.72633872278084,0,0,null,0,0,null,0,0,null,0,0]
[3892,87.687439547436782,0,0,null,0,0,null,0,0,null,0,0]
[3893,364.43068207355253,0,1.1269983985170482,null,0,0,null,0,0,null,0,0]
[3896,59.117741152823243,0,152.19929109662084,null,0,0,null,0,0,null,0,0]
[3900,169.24113924136304,0,217.76815292935709,null,0,0,null,0,0,null,0,0]
[3903,263.24678352938486,90.909090909090821,316.89400632574331,null,0,0,null,0,0,null,0,0]
[3905,197.90495705916911,0,113.24922351773077,null,0,0,null,{"$f":"$B3934*J$6+$C3934*J$7","v":0},0,null,{"$f":"$B3934*M$6+$C3934*M$7","v":0},0]
[3911,241.21329800661925,45.454545454545524,0,null,0,0,null,0,0,null,0,0]
[3914,232.78157504596732,0,0,null,0,0,null,0,0,null,0,0]
[3915,193.56876045289781,0,0,null,0,0,null,0,0,null,0,0]
[3918,610.28418701454711,0,9.4896434902271913,null,0,0,null,0,0,null,0,0]
[3921,328.98805834105997,318.18181818181819,93.257060226596238,null,0,0,null,0,0,null,0,0]
[3925,231.13390664998207,0,137.38424780515962,null,0,0,null,0,0,null,0,0]
[3930,165.07867331673125,45.454545454545524,76.524396203227923,null,0,0,null,0,0,null,0,0]
[3932,174.76737265209985,181.81818181818187,19.777907199274637,null,0,0,null,0,0,null,0,0]
[3936,256.9929472918808,0,0,null,0,0,null,0,0,null,0,0]
[3939,270.2842626755828,0,0,null,0,0,null,0,0,null,0,0]
[3940,134.26570963378651,0,0,null,0,0,null,0,0,null,0,0]
[3943,124.8525827871434,45.454545454545453,124.17333017122559,null,0,0,null,0,0,null,0,0]
[3946,226.11342051637763,90.909090909090878,630.7845023455028,null,0,0,null,0,0,null,0,0]
[3951,180.70782334871208,90.909090909090821,271.54451308251362,null,0,0,null,0,0,null,0,0]
[3954,155.77933455713242,45.454545454545524,126.32094630603402,null,0,0,null,0,0,null,0,0]
[3958,167.60217574422532,0,0,null,0,0,null,0,0,null,0,0]
[3961,283.39294046637718,0,0,null,0,0,null,0,0,null,0,0]
[3964,91.865423698916857,0,0,null,0,0,null,0,0,null,0,0]
[3965,176.02425720298896,0,0.94685078041610893,null,0,0,null,0,0,null,0,0]
[3968,335.123179224936,0,247.65930237957895,null,0,0,null,0,0,null,0,0]
[3972,119.76943607364956,0,702.02388524194782,null,0,0,null,0,0,null,0,0]
[3976,145.26134668841738,0,508.69058091169671,null,0,0,null,0,0,null,0,0]
[3979,787.18657384473238,90.909090909090821,89.867742616026391,null,0,0,null,0,0,null,0,0]
[3983,275.59792392564532,45.454545454545524,0,null,0,0,null,0,0,null,0,0]
[3986,156.60315039035945,0,0,null,0,0,null,0,0,null,0,0]
[3989,147.12573768207997,0,2.9469762869611555,null,0,0,null,0,0,null,0,0]
[3990,71.429204473218761,0,31.029102173360521,null,0,0,null,0,0,null,0,0]
[3993,257.03243153770791,318.18181818181819,497.8585139370619,null,0,0,null,0,0,null,0,0]
[3997,335.79413593251542,0,488.55035544178696,null,0,0,null,0,0,null,0,0]
[4001,1553.6061790370934,0,87.958397200740933,null,0,0,null,0,0,null,0,0]
[4004,223.86474680460628,181.81818181818187,5.0705704697533553,null,0,0,null,0,0,null,0,0]
[4008,262.14655961060208,0,0,null,0,0,null,0,0,null,0,0]
[4011,239.80591420244923,0,0,null,0,0,null,0,0,null,0,0]
[4014,71.925053141746076,0,26.509190201614366,null,0,0,null,0,0,null,0,0]
[4018,408.07757747301395,90.909090909090878,460.5623175923127,null,0,0,null,0,0,null,0,0]
[4019,357.28559458390157,0,585.87981191944471,null,0,0,null,0,0,null,0,0]
[4023,556.57071886476808,90.909090909090821,557.06462714697921,null,0,0,null,0,0,null,0,0]
[4026,156.5363944677633,45.454545454545524,217.56047114595427,null,0,0,null,0,0,null,0,0]
[4029,246.73622575956583,0,0.441820230780266,null,0,0,null,0,0,null,0,0]
[4033,255.00946079394404,0,0,null,0,0,null,{"$f":"$B4062*J$6+$C4062*J$7","v":0},0,null,{"$f":"$B4062*M$6+$C4062*M$7","v":0},0]
[4036,134.15947864774614,0,0,null,0,0,null,0,0,null,0,0]
[4039,727.02369388724617,45.454545454545453,106.37047726985178,null,0,0,null,0,0,null,0,0]
[4041,169.68905587193271,318.18181818181819,436.54551213175665,null,0,0,null,0,0,null,0,0]
[4044,58.344859996713204,0,775.58214320463696,null,0,0,null,0,0,null,0,0]
[4048,229.79252581302276,0,572.9018399868479,null,0,0,null,0,0,null,0,0]
[4051,147.65754456145837,90.909090909090821,97.152937807604516,null,0,0,null,0,0,null,0,0]
[4054,186.86121350130838,0,0,null,0,0,null,0,0,null,0,0]
[4058,146.85981587762544,0,0,null,0,0,null,0,0,null,0,0]
[4060,122.55294685110684,0,0,null,0,0,null,0,0,null,0,0]
[4063,332.86252250367511,45.454545454545453,106.38576722411838,null,0,0,null,0,0,null,0,0]
[4066,141.72776379360232,90.909090909090878,583.77661212255759,null,0,0,null,0,0,null,0,0]
[4069,583.57152810614218,0,787.23509428499347,null,0,0,null,0,0,null,0,0]
[4073,387.17565534135861,0,427.5796510806901,null,0,0,null,0,0,null,0,0]
[4076,64.751775737051048,181.81818181818187,28.947060860333156,null,0,0,null,0,0,null,0,0]
[4079,210.4780264641266,45.454545454545524,0,null,0,0,null,0,0,null,0,0]
[4081,181.43102781414183,0,0,null,0,0,null,0,0,null,0,0]
[4087,476.37531395682765,45.454545454545453,12.990192917643117,null,0,0,null,0,0,null,0,0]
[4088,59.117741152823243,0,98.590066181669499,null,0,0,null,0,0,null,0,0]
[4091,120.03890227784585,0,610.06521969847006,null,0,0,null,0,0,null,0,0]
[4094,71.153732990703602,90.909090909090878,115.56384715726172,null,0,0,null,0,0,null,0,0]
[4098,90.987679731795879,45.454545454545524,76.661315627471566,null,{"$f":"B4127*$G$6+C4127*$G$7","v":0},{"$f":"D4127*$G$8","v":0},null,0,{"$f":"$D4127*J$8","v":0},null,0,{"$f":"$D4127*M$8","v":0}]
[4101,218.6448376824263,0,0.33849757472478414,null,0,0,null,0,0,null,0,0]
[4106,207.24316484495088,0,0,null,0,0,null,0,0,null,0,0]
[4109,144.87605390820625,0,2.4142293934902503,null,0,0,null,0,0,null,0,0]
[4112,657.27541640033519,0,284.33716344007865,null,0,0,null,0,0,null,0,0]
[4113,526.26666119862227,318.18181818181819,361.78006626710516,null,0,0,null,0,0,null,0,0]
[4116,742.8419091800605,0,422.31407267508416,null,0,0,null,0,0,null,0,0]
[4119,135.84846776610848,90.909090909090821,117.81496652407859,null,0,0,null,0,0,null,0,0]
[4123,837.01936503172669,90.909090909090821,19.60241648681712,null,0,0,null,0,0,null,0,0]
[4127,396.37619166256206,45.454545454545524,0,null,0,0,null,0,0,null,0,0]
[4131,294.66780459806802,0,0,null,0,0,null,0,0,null,0,0]
[4134,91.737715119622692,0,26.282991584982973,null,0,0,null,0,0,null,0,0]
[4137,167.97075658783052,318.18181818181819,122.16832048969474,null,0,0,null,0,0,null,0,0]
[4138,123.17610925646983,90.909090909090878,39.423453349283918,null,0,0,null,0,0,null,0,0]
[4141,753.5032064963624,0,224.8609440374982,null,0,0,null,0,0,null,0,0]
[4144,603.76788154850203,0,423.42851765544043,null,0,0,null,0,0,null,0,0]
[4148,75.365508310705536,181.81818181818187,27.776749779328519,null,0,0,null,0,0,null,0,0]
[4152,187.95097868613843,0,0,null,0,0,null,0,0,null,0,0]
[4156,110.88213837521415,0,0,null,0,0,null,0,0,null,0,0]
[4159,512.86555206437231,45.454545454545453,80.781488747080061,null,0,0,null,0,0,null,0,0]
[4162,133.79810312806117,90.909090909090878,307.41712602742854,null,{"$f":"B4191*$G$6+C4191*$G$7","v":0},{"$f":"D4191*$G$8","v":0},null,0,{"$f":"$D4191*J$8","v":0},null,0,{"$f":"$D4191*M$8","v":0}]
[4163,323.30639997146352,0,378.10661859829764,null,0,0,null,0,0,null,0,0]
[4169,167.27209663149284,0,256.81389062066654,null,0,0,null,0,0,null,0,0]
[4170,136.06740331802882,45.454545454545524,166.89266363762309,null,0,0,null,0,0,null,0,0]
[4174,256.12815048443809,0,0,null,0,0,null,0,0,null,0,0]
[4177,332.94530168417123,0,0,null,0,0,null,0,0,null,0,0]
[4181,151.32208659906121,0,0.63411047454587899,null,0,0,null,0,0,null,0,0]
[4184,59.117741152823243,0,75.795710661168116,null,0,0,null,0,0,null,0,0]
[4187,173.898535596247,0,129.37586387460371,null,0,0,null,0,0,null,0,0]
[4190,119.39705372358549,90.909090909090878,170.18081582970146,null,0,0,null,0,0,null,0,0]
[4192,180.60690896228397,0,190.39919612458323,null,0,0,null,0,0,null,0,0]
[4196,69.298524379791445,181.81818181818187,21.297021989543644,null,0,0,null,0,0,null,0,0]
[4199,290.09029497311354,45.454545454545524,0,null,0,0,null,0,0,null,0,0]
[4202,237.9990967486321,0,0,null,0,0,null,0,0,null,0,0]
[4206,71.153732990703602,0,17.238916601666162,null,0,0,null,0,0,null,0,0]
[4209,116.36925483543374,318.18181818181819,106.52544990850086,null,0,0,null,0,0,null,0,0]
[4211,122.08987928899884,0,146.60083648185693,null,0,0,null,0,0,null,0,0]
[4214,71.153732990703602,90.909090909090878,128.19238373809102,null,0,0,null,0,0,null,0,0]
[4217,195.87329978132325,0,101.02968421114389,null,0,0,null,0,0,null,0,0]
[4221,283.22334185697525,0,0.74087753823554958,null,0,0,null,0,0,null,0,0]
[4224,201.57772651171635,0,0,null,0,0,null,0,0,null,0,0]
[4227,188.61027376762468,0,0,null,0,0,null,0,0,null,0,0]
[4231,129.62742181740637,45.454545454545453,90.054753764333412,null,0,0,null,0,0,null,0,0]
[4232,78.977655672333995,0,196.01851464119989,null,0,0,null,0,0,null,0,0]
[4236,118.58325586993914,0,304.66581598559452,null,0,0,null,0,0,null,0,0]
[4239,882.96461083363897,90.909090909090821,339.60961523920884,null,0,0,null,0,0,null,0,0]
[4242,627.71087111138377,45.454545454545524,117.65390427847295,null,0,0,null,0,0,null,0,0]
[4246,416.53951047291486,0,0,null,0,0,null,0,0,null,0,0]
[4249,284.74128154946152,0,0,null,0,0,null,0,0,null,0,0]
[4252,97.971708228003124,0,0,null,0,0,null,0,0,null,0,0]
[4257,1988.2114766286622,318.18181818181819,213.61635403215055,null,0,0,null,0,0,null,0,0]
[4260,1487.3155369572678,0,359.48570586626766,null,0,0,null,0,0,null,0,0]
[4261,444.36481146271029,0,367.46880500627515,null,0,0,null,0,0,null,0,0]
[4264,256.45357412911608,0,233.33089100592261,null,0,0,null,0,0,null,0,0]
[4267,139.07003329506145,90.909090909090821,64.367002940970451,null,0,0,null,0,0,null,0,0]
[4271,622.02718738362398,45.454545454545524,0,null,0,0,null,0,0,null,0,0]
[4274,106.38387271339626,0,0,null,0,0,null,0,0,null,0,0]
[4278,73.779894457348249,0,24.567711720010308,null,0,0,null,0,0,null,0,0]
[4282,68.90664048524188,90.909090909090878,345.56155998788967,null,0,0,null,0,0,null,0,0]
[4285,209.34232181839573,0,462.15592454795501,null,0,0,null,0,0,null,0,0]
[4286,632.43682313588329,90.909090909090878,433.13211227846216,null,0,0,null,0,0,null,0,0]
[4289,199.11103548629973,0,271.9911184166736,null,0,0,null,{"$f":"$B4318*J$6+$C4318*J$7","v":0},0,null,{"$f":"$B4318*M$6+$C4318*M$7","v":0},0]
[4292,186.76821432881138,181.81818181818187,23.880427928880867,null,0,0,null,0,0,null,0,0]
[4296,695.59744804277818,0,0,null,0,0,null,0,0,null,0,0]
[4299,223.74207017105962,0,0,null,0,0,null,0,0,null,0,0]
[4304,231.95203491533368,0,239.94671692254582,null,0,0,null,0,0,null,0,0]
[4307,174.22373886373896,0,626.17244314798643,null,0,0,null,0,0,null,0,0]
[4310,963.02892804543421,90.909090909090878,654.52416046551559,null,0,0,null,0,0,null,0,0]
[4311,1773.4183730385917,90.909090909090821,568.06954392157263,null,0,0,null,0,0,null,0,0]
[4314,153.12486380446794,45.454545454545524,216.27048445465067,null,0,0,null,0,0,null,0,0]
[4317,234.072709884516,0,0.52919507634267915,null,0,0,null,0,0,null,0,0]
[4320,236.49226773927415,0,0,null,0,0,null,0,0,null,0,0]
[4325,151.68019952633097,0,0.47756130078468817,null,0,0,null,0,0,null,0,0]
[4329,154.53196479124932,318.18181818181819,240.60806410222611,null,0,0,null,0,0,null,0,0]
[4332,184.43026949193955,0,362.82035676295811,null,0,0,null,0,0,null,0,0]
[4335,260.42238360153959,90.909090909090821,371.88640896066698,null,0,0,null,0,0,null,0,0]
[4336,210.52201007750145,0,285.06710309740225,null,0,0,null,0,0,null,0,0]
[4339,141.55937725872352,90.909090909090821,67.56974632076529,null,0,0,null,0,0,null,0,0]
[4345,323.97383826544444,0,0,null,0,0,null,0,0,null,0,0]
[4347,204.32133065373998,0,0,null,0,0,null,0,0,null,0,0]
[4350,75.515364797193826,0,24.364794177089333,null,0,0,null,0,0,null,0,0]
[4354,114.50584635672536,90.909090909090878,305.25247554396412,null,{"$f":"B4383*$G$6+C4383*$G$7","v":0},{"$f":"D4383*$G$8","v":0},null,0,{"$f":"$D4383*J$8","v":0},null,0,{"$f":"$D4383*M$8","v":0}]
[4357,145.45830879841574,0,230.01657998329046,null,0,0,null,0,0,null,0,0]
[4360,60.68866319377976,0,225.89771005863548,null,0,0,null,0,0,null,0,0]
[4361,178.27970751323028,0,271.9046092224574,null,0,0,null,0,0,null,0,0]
[4366,130.88494913508819,0,0,null,0,0,null,0,0,null,0,0]
[4369,274.57711843527153,0,0,null,0,0,null,0,0,null,0,0]
[4372,86.870207482641661,0,0,null,0,0,null,0,0,null,0,0]
[4375,525.79682622042674,45.454545454545453,88.992853957393876,null,0,0,null,0,0,null,0,0]
[4379,578.6201358216058,0,573.64148287535443,null,0,0,null,0,0,null,0,0]
[4382,82.437963152800052,90.909090909090878,625.97377513779566,null,0,0,null,0,0,null,0,0]
[4385,660.30707188924225,0,371.71926602916977,null,0,0,null,0,0,null,0,0]
[4387,220.20130665293354,90.909090909090821,104.62758010806809,null,0,0,null,0,0,null,0,0]
[4390,209.19506394622587,0,0,null,0,0,null,0,0,null,0,0]
[4394,274.14224078820752,0,0,null,0,0,null,0,0,null,0,0]
[4397,158.73226947871922,0,0.26797336555481183,null,0,0,null,0,0,null,0,0]
[4400,782.44350585878567,0,114.1896307461282,null,0,0,null,0,0,null,0,0]
[4404,1258.2922101648717,0,288.1363207198973,null,0,0,null,0,0,null,0,0]
[4407,205.13900347290692,90.909090909090821,261.33029791771986,null,0,0,null,0,0,null,0,0]
[4408,146.85656531413176,0,218.3942138839891,null,0,0,null,0,0,null,0,0]
[4412,167.53909277472928,181.81818181818187,22.024144907044782,null,0,0,null,0,0,null,0,0]
[4415,409.15099801654793,45.454545454545524,0,null,0,0,null,0,0,null,0,0]
[4419,237.23099043155233,0,0,null,0,0,null,0,0,null,0,0]
[4422,80.409574803213303,0,17.314316122833606,null,0,0,null,0,0,null,0,0]
[4425,116.09883366343135,318.18181818181819,76.978710159990712,null,0,0,null,0,0,null,0,0]
[4429,124.02313815329026,0,174.49778152191024,null,0,0,null,0,0,null,0,0]
[4433,122.0693107516377,0,182.05462960741608,null,0,0,null,0,0,null,0,0]
[4434,112.81442390693402,45.454545454545524,89.993762320915408,null,0,0,null,0,0,null,0,0]
[4437,237.40821041863722,0,0.4014860151177797,null,0,0,null,0,0,null,0,0]
[4440,250.54370076706306,0,0,null,0,0,null,0,0,null,0,0]
[4444,138.59456951624023,0,0,null,0,0,null,0,0,null,0,0]
[4447,1095.1156674349081,45.454545454545453,53.979985927645842,null,0,0,null,0,0,null,0,0]
[4450,449.96816770616846,90.909090909090878,167.94267617758805,null,0,0,null,0,0,null,0,0]
[4455,867.83848458406737,90.909090909090821,263.76925288061796,null,0,0,null,0,0,null,0,0]
[4458,582.60744779527204,45.454545454545524,150.29626564981149,null,0,0,null,0,0,null,0,0]
[4459,288.10129904552633,90.909090909090821,87.179884459146962,null,0,0,null,0,0,null,0,0]
[4462,304.54850755674971,0,0,null,0,0,null,0,0,null,0,0]
[4465,280.19352284461843,0,0,null,0,0,null,0,0,null,0,0]
[4469,331.03802896306371,0,0.23541046580522201,null,0,0,null,0,0,null,0,0]
[4471,237.0354975027941,45.454545454545453,66.95407527798649,null,0,0,null,0,0,null,0,0]
[4477,139.23329606036543,0,398.26908658507148,null,0,0,null,0,0,null,0,0]
[4480,628.15642786958676,0,289.25784918127175,null,0,0,null,0,0,null,0,0]
[4483,551.75055559324869,90.909090909090821,79.657468311733524,null,0,0,null,0,0,null,0,0]
[4484,322.04351776363336,181.81818181818187,25.276933402905978,null,0,0,null,0,0,null,0,0]
[4487,300.7372677723248,45.454545454545524,0,null,0,0,null,0,0,null,0,0]
[4490,272.92474865931808,0,0,null,0,0,null,0,0,null,0,0]
[4496,59.117741152823243,0,244.4186867416945,null,0,0,null,0,0,null,0,0]
[4498,898.16393352906891,90.909090909090878,566.94710939775496,null,0,0,null,0,0,null,0,0]
[4502,1137.8519459370023,90.909090909090878,728.56864343895325,null,0,0,null,0,0,null,0,0]
[4505,740.30894889833314,0,431.44185302528609,null,0,0,null,0,0,null,0,0]
[4508,274.12663073753185,181.81818181818187,22.15418433213334,null,0,0,null,0,0,null,0,0]
[4509,470.41154000802925,0,1.5542079494101282,null,0,0,null,0,0,null,0,0]
[4512,210.47416986337129,0,0,null,0,0,null,0,0,null,0,0]
[4517,155.65910961978003,0,0.32723835097585779,null,0,0,null,0,0,null,0,0]
[4520,528.46997393960589,0,229.42464671227864,null,0,0,null,0,0,null,0,0]
[4523,351.04828663534835,0,624.1357436529745,null,0,0,null,0,0,null,0,0]
[4527,1402.4289904378356,90.909090909090821,623.63388690730972,null,0,0,null,0,0,null,0,0]
[4530,581.26356016782154,45.454545454545524,245.1170431122197,null,0,0,null,0,0,null,0,0]
[4533,474.88583965086804,0,1.1429648575499929,null,0,0,null,0,0,null,0,0]
[4534,1333.1207327323282,0,0,null,0,0,null,0,0,null,0,0]
[4538,218.71857221591284,0,0,null,0,0,null,0,0,null,0,0]
[4542,100.18475429470249,0,22.443374103857561,null,0,0,null,0,0,null,0,0]
[4545,138.53113761619974,318.18181818181819,424.21610933947562,null,0,0,null,{"$f":"$B4574*J$6+$C4574*J$7","v":0},0,null,{"$f":"$B4574*M$6+$C4574*M$7","v":0},0]
[4548,71.545223879271418,0,770.89205948887775,null,0,0,null,0,0,null,0,0]
[4552,82.534956661793657,0,584.63602781834334,null,0,0,null,0,0,null,0,0]
[4555,135.57751401590659,90.909090909090821,100.34536436349559,null,0,0,null,0,0,null,0,0]
[4558,167.00311709358218,0,0,null,0,0,null,0,0,null,0,0]
[4559,193.47225361019002,45.454545454545524,0,null,0,0,null,0,0,null,0,0]
[4563,236.28520500825033,0,0,null,0,0,null,0,0,null,0,0]
[4567,385.91956965776853,45.454545454545453,88.678045340542056,null,0,0,null,0,0,null,0,0]
[4570,198.10090910706498,90.909090909090878,600.88156732552272,null,0,0,null,0,0,null,0,0]
[4573,606.69986227265247,0,833.38064377870398,null,0,0,null,0,0,null,0,0]
[4577,104.97593796626128,0,448.54489038784067,null,0,0,null,0,0,null,0,0]
[4580,96.646892409525563,181.81818181818187,23.339945199794691,null,0,0,null,0,0,null,0,0]
[4584,152.0845916626632,0,0,null,0,0,null,0,0,null,0,0]
[4585,208.55578645913565,0,0,null,0,0,null,0,0,null,0,0]
[4588,147.63444168645813,0,0,null,0,0,null,0,0,null,0,0]
[4592,75.79684890393402,0,149.20872038930909,null,0,0,null,0,0,null,0,0]
[4595,298.02323090275792,0,410.16044505033187,null,0,0,null,0,0,null,0,0]
[4598,71.153732990703602,90.909090909090878,377.05896656010236,null,0,0,null,0,0,null,0,0]
[4602,157.2447877498166,45.454545454545524,144.71559954123589,null,0,0,null,0,0,null,0,0]
[4605,190.89485059595057,0,0.4204626977451647,null,0,0,null,0,0,null,0,0]
[4607,997.10796426652337,45.454545454545524,0,null,0,0,null,0,0,null,0,0]
[4610,178.3918427713796,0,0,null,{"$f":"B4639*$G$6+C4639*$G$7","v":0},{"$f":"D4639*$G$8","v":0},null,0,{"$f":"$D4639*J$8","v":0},null,0,{"$f":"$D4639*M$8","v":0}]
[4613,131.00147357219205,0,0.21878019064717613,null,0,0,null,0,0,null,0,0]
[4617,189.13797612191365,318.18181818181819,295.7345201276795,null,0,0,null,0,0,null,0,0]
[4620,532.08469236840449,0,632.42853135821395,null,0,0,null,0,0,null,0,0]
[4623,129.36756038556709,90.909090909090821,634.4612020638657,null,0,0,null,0,0,null,0,0]
[4626,110.46525819834115,45.454545454545524,243.41652669460424,null,0,0,null,0,0,null,0,0]
[4631,309.72158652690217,45.454545454545524,0,null,0,0,null,0,0,null,0,0]
[4632,213.44191596833485,0,0,null,0,0,null,0,0,null,0,0]
[4635,211.78412858655855,0,0,null,0,0,null,0,0,null,0,0]
[4638,71.153732990703602,0,20.062924706473368,null,0,0,null,0,0,null,0,0]
[4642,219.38477704041887,90.909090909090878,286.54728259381073,null,0,0,null,0,0,null,0,0]
[4645,129.21261318608188,0,368.4050231289076,null,0,0,null,0,0,null,0,0]
[4647,129.36756038556709,90.909090909090821,49.61133223433167,null,0,0,null,0,0,null,0,0]
[4653,732.10100060531113,0,0.39143251123718981,null,0,0,null,0,0,null,0,0]
[4656,206.52693899041142,0,0,null,0,0,null,0,0,null,0,0]
[4657,224.05564854198937,0,0,null,0,0,null,0,0,null,0,0]
[4660,115.26213494720514,0,0,null,0,0,null,0,0,null,0,0]
[4663,646.20935965239073,45.454545454545453,84.102961362212639,null,0,0,null,0,0,null,0,0]
[4667,209.72654025982527,0,689.33304820963212,null,0,0,null,0,0,null,0,0]
[4672,65.977715658071034,0,577.97720139749163,null,0,0,null,0,0,null,0,0]
[4675,1123.4806905180128,90.909090909090821,106.68785379486386,null,0,0,null,0,0,null,0,0]
[4678,168.09040303506961,0,0,null,0,0,null,0,0,null,0,0]
[4681,237.7373988402428,0,0,null,0,0,null,0,0,null,0,0]
[4682,195.56317398630767,0,0,null,0,0,null,0,0,null,0,0]
[4685,137.06184618752579,0,7.9454333740182917E-2,null,0,0,null,0,0,null,0,0]
[4689,669.32481451703143,318.18181818181819,91.854080047475122,null,0,0,null,0,0,null,0,0]
[4693,398.34370081451277,0,162.3199147815543,null,0,0,null,0,0,null,0,0]
[4696,142.24539307401378,0,234.0810631610556,null,0,0,null,0,0,null,0,0]
[4700,71.464097527670688,181.81818181818187,26.033779826356913,null,0,0,null,0,0,null,0,0]
[4703,913.6744471759132,45.454545454545524,0,null,0,0,null,0,0,null,0,0]
[4706,277.81188823061973,0,0,null,0,0,null,0,0,null,0,0]
[4707,201.75347731756105,0,0,null,0,0,null,0,0,null,0,0]
[4710,85.478250081492462,0,23.934001180535109,null,0,0,null,0,0,null,0,0]
[4715,350.35216101664969,0,421.78772087659672,null,0,0,null,0,0,null,0,0]
[4718,1071.9248435726515,90.909090909090878,53.895163146088116,null,0,0,null,0,0,null,0,0]
[4721,310.85154300103113,0,91.529426601583481,null,0,0,null,0,0,null,0,0]
[4725,178.99494167043264,0,2.2634866243479781,null,0,0,null,0,0,null,0,0]
[4728,204.40075826453182,0,0,null,0,0,null,0,0,null,0,0]
[4731,199.52812685797599,0,0,null,0,0,null,0,0,null,0,0]
[4735,142.20287864187893,45.454545454545453,85.888874716186521,null,0,0,null,0,0,null,0,0]
[4736,642.79063000101894,0,219.75774949880898,null,0,0,null,0,0,null,0,0]
[4740,177.12996300427398,0,333.27004269844304,null,0,0,null,0,0,null,0,0]
[4743,486.18512892067548,90.909090909090821,536.94298043609115,null,0,0,null,0,0,null,0,0]
[4746,141.09594240130548,45.454545454545524,126.9528276633791,null,0,0,null,0,0,null,0,0]
[4750,208.50105945794266,0,0,null,0,0,null,0,0,null,0,0]
[4753,280.99009454822482,0,0,null,0,0,null,0,0,null,0,0]
[4756,88.890331687752891,0,0,null,0,0,null,0,0,null,0,0]
[4758,183.0137951288466,0,19.374075296883866,null,0,0,null,0,0,null,0,0]
[4761,436.24239706500924,318.18181818181819,274.18214162598952,null,0,0,null,0,0,null,0,0]
[4765,753.28521672986517,0,519.55238112601751,null,0,0,null,0,0,null,0,0]
[4768,706.7697357767629,0,394.51738550982202,null,0,0,null,0,0,null,0,0]
[4771,348.97358234716819,90.909090909090821,85.670699287974429,null,0,0,null,0,0,null,0,0]
[4775,296.65202568662482,45.454545454545524,0,null,0,0,null,0,0,null,0,0]
[4777,275.27856065358259,0,0,null,0,0,null,0,0,null,0,0]
[4780,107.20000289226127,0,0,null,0,0,null,0,0,null,0,0]
[4783,252.31938994335596,45.454545454545453,89.607186498333519,null,0,0,null,0,0,null,0,0]
[4786,68.145768049292954,90.909090909090878,373.59418057757239,null,0,0,null,0,0,null,0,0]
[4790,148.27812671726855,90.909090909090878,93.760474892220145,null,0,0,null,0,0,null,0,0]
[4793,203.52631995520099,0,475.43378819884623,null,0,0,null,0,0,null,0,0]
[4797,209.87456026976329,0,0.32391645154721799,null,0,0,null,0,0,null,0,0]
[4798,250.89364137368483,0,0,null,0,0,null,0,0,null,0,0]
[4804,93.325422556247048,0,0,null,0,0,null,0,0,null,0,0]
[4805,147.44712107834766,0,0,null,0,0,null,0,0,null,0,0]
[4808,59.117741152823243,0,257.74601431136006,null,0,0,null,0,0,null,0,0]
[4811,518.72896256970762,0,769.60742168164813,null,0,0,null,0,0,null,0,0]
[4815,312.66454019843911,90.909090909090821,292.38547498738382,null,0,0,null,0,0,null,0,0]
[4818,122.34045733187732,45.454545454545524,121.90483654243189,null,0,0,null,0,0,null,0,0]
[4823,229.51310590592487,45.454545454545524,0,null,0,0,null,0,0,null,0,0]
[4826,138.92623718118855,0,0,null,0,0,null,0,0,null,0,0]
[4829,145.05051918046584,0,0,null,0,0,null,0,0,null,0,0]
[4830,77.471212323051532,0,21.747616487864939,null,0,0,null,0,0,null,0,0]
[4833,116.09883366343135,318.18181818181819,431.42533559474344,null,0,0,null,0,0,null,0,0]
[4836,223.29204159245722,0,304.00986327835483,null,0,0,null,0,0,null,0,0]
[4840,101.85847311055085,0,218.39364895181717,null,0,0,null,0,0,null,0,0]
[4844,271.59256856987486,181.81818181818187,17.554100958288306,null,0,0,null,0,0,null,0,0]
[4848,235.92672478567053,0,0,null,0,0,null,0,0,null,0,0]
[4851,250.37134744283608,0,0,null,0,0,null,0,0,null,0,0]
[4854,94.680650426394337,0,18.644989466588271,null,0,0,null,0,0,null,0,0]
[4855,170.20079006261838,45.454545454545453,95.852804962487511,null,0,0,null,0,0,null,0,0]
[4858,85.028588798200232,90.909090909090878,642.0443636726427,null,0,0,null,0,0,null,0,0]
[4862,136.23944444124228,90.909090909090878,366.07944322524799,null,0,0,null,0,0,null,0,0]
[4865,275.94804817992224,0,223.10824193992258,null,0,0,null,{"$f":"$B4894*J$6+$C4894*J$7","v":0},0,null,{"$f":"$B4894*M$6+$C4894*M$7","v":0},0]
[4869,1284.4390450469375,0,0.11970501815863632,null,0,0,null,0,0,null,0,0]
[4873,251.03321359149243,0,0,null,0,0,null,0,0,null,0,0]
[4876,82.021909390374645,0,0,null,0,0,null,0,0,null,0,0]
[4879,197.0685613615739,45.454545454545453,73.196759110436602,null,0,0,null,0,0,null,0,0]
[4880,72.383762745000695,0,235.90437629622684,null,0,0,null,0,0,null,0,0]
[4883,120.03890227784585,0,609.85961203390013,null,0,0,null,0,0,null,0,0]
[4886,999.20623054884152,90.909090909090878,600.90702394342179,null,0,0,null,0,0,null,0,0]
[4891,150.71329462270262,90.909090909090821,72.604851328942502,null,0,0,null,0,0,null,0,0]
[4894,157.78069915428435,0,0,null,0,0,null,0,0,null,0,0]
[4898,162.0842064779639,0,0,null,0,0,null,0,0,null,0,0]
[4901,137.89744301782179,0,0,null,0,0,null,0,0,null,0,0]
[4904,147.86545207169533,0,79.509837613811627,null,0,0,null,0,0,null,0,0]
[4905,225.47585095247905,318.18181818181819,307.13153020799268,null,0,0,null,0,0,null,0,0]
[4911,154.6454663879517,90.909090909090821,437.86047330507193,null,0,0,null,0,0,null,0,0]
[4913,111.26621908090219,0,30.514256100072554,null,0,0,null,0,0,null,0,0]
[4916,444.26589883572194,181.81818181818187,3.7584487208394783,null,0,0,null,0,0,null,0,0]
[4919,344.42282100316567,45.454545454545524,0,null,0,0,null,0,0,null,0,0]
[4923,146.65596698056424,0,0,null,0,0,null,0,0,null,0,0]
[4926,379.20646736461515,0,12.454440142026348,null,0,0,null,0,0,null,0,0]
[4927,237.29134623337157,45.454545454545453,82.811543148609331,null,0,0,null,0,0,null,0,0]
[4932,836.43891172501276,0,753.41391452457947,null,0,0,null,0,0,null,0,0]
[4934,71.968485812155961,90.909090909090878,767.89173954490377,null,0,0,null,0,0,null,0,0]
[4938,94.685425265424541,45.454545454545524,249.86971645649399,null,0,0,null,0,0,null,0,0]
[4941,267.34837943876363,0,8.6674921492951806E-2,null,0,0,null,0,0,null,0,0]
[4944,163.82399253770225,0,0,null,0,0,null,0,0,null,0,0]
[4948,94.849698092831161,0,0,null,0,0,null,0,0,null,0,0]
[4951,662.2931294543489,45.454545454545453,78.195453867315763,null,0,0,null,0,0,null,0,0]
[4953,633.29654208566467,318.18181818181819,425.69800371732867,null,0,0,null,0,0,null,0,0]
[4956,610.85635964849632,0,772.13760355586987,null,0,0,null,0,0,null,0,0]
[4959,196.18270935048432,90.909090909090821,731.12338008961842,null,0,0,null,0,0,null,0,0]
[4963,612.08220774568872,90.909090909090821,97.273206389329673,null,0,0,null,0,0,null,0,0]
[4966,145.64048727218585,0,0,null,0,0,null,0,0,null,0,0]
[4970,145.80384186131727,0,0,null,0,0,null,0,0,null,0,0]
[4973,135.79467736795596,0,0,null,0,0,null,0,0,null,0,0]
[4974,693.68604324943306,0,5.2350309437066391,null,0,0,null,0,0,null,0,0]
[4978,1103.0441958208319,90.909090909090878,231.94888786043902,null,0,0,null,0,0,null,0,0]
[4981,201.19041360730006,0,368.22842885336195,null,0,0,null,0,0,null,0,0]
[4984,124.42192903614469,0,193.30983761576158,null,0,0,null,0,0,null,0,0]
[4988,157.14720656832699,181.81818181818187,25.483397781122129,null,0,0,null,0,0,null,0,0]
[4991,1114.8383236970644,45.454545454545524,0,null,0,0,null,0,0,null,0,0]
[4995,176.49595620488253,0,0,null,0,0,null,0,0,null,0,0]
[4999,124.8525827871434,45.454545454545453,51.700091422647006,null,0,0,null,0,0,null,0,0]
[5002,155.03672771695074,90.909090909090878,273.66880382169319,null,0,0,null,0,0,null,0,0]
[5003,664.57421697722975,0,320.10302602784833,null,0,0,null,0,0,null,0,0]
[5006,71.153732990703602,90.909090909090878,354.97573083039151,null,0,0,null,0,0,null,0,0]
[5009,104.97593796626128,0,137.68681501791795,null,0,0,null,0,0,null,0,0]
[5013,228.84674038972057,0,2.7829046458618664E-2,null,0,0,null,0,0,null,0,0]
[5016,278.45024747943478,0,0,null,0,0,null,0,0,null,0,0]
[5021,165.88279293895854,0,0,null,0,0,null,0,0,null,0,0]
[5024,68.349616946354161,0,83.302757612097096,null,0,0,null,0,0,null,0,0]
[5027,120.03890227784585,0,263.93396506472095,null,0,0,null,0,0,null,0,0]
[5028,58.344859996713204,0,254.70329051857337,null,0,0,null,0,0,null,0,0]
[5031,135.42793300090082,90.909090909090821,284.88590079554285,null,0,0,null,0,0,null,0,0]
[5035,299.67183590178371,90.909090909090821,62.509572759999728,null,0,0,null,0,0,null,0,0]
[5037,174.02681348327158,0,0,null,0,0,null,0,0,null,0,0]
[5042,215.97561084068175,0,0,null,0,0,null,0,0,null,0,0]
[5046,132.69767086101373,0,7.9939491995626062,null,0,0,null,0,0,null,0,0]
[5049,737.6290704925982,318.18181818181819,257.87180466743149,null,0,0,null,0,0,null,0,0]
[5052,384.71383097879954,0,544.9798953331009,null,0,0,null,0,0,null,0,0]
[5053,932.89932646916463,0,260.03141227307731,null,0,0,null,0,0,null,0,0]
[5056,703.47386640659329,0,86.19596619334213,null,0,0,null,0,0,null,0,0]
[5062,328.40071090137712,0,0,null,0,0,null,0,0,null,0,0]
[5064,251.47461073030934,0,0,null,0,0,null,0,0,null,0,0]
[5067,272.15140838407052,0,0,null,0,0,null,0,0,null,0,0]
[5071,170.44770433477947,45.454545454545453,78.950623874319419,null,0,0,null,0,0,null,0,0]
[5074,127.04700698162479,90.909090909090878,556.73678058221788,null,0,0,null,0,0,null,0,0]
[5075,469.08876267852241,0,683.11843763149784,null,0,0,null,0,0,null,0,0]
[5078,325.00896827290904,90.909090909090878,779.41208700018456,null,0,0,null,0,0,null,0,0]
[5083,528.96089166859622,90.909090909090821,90.545795669591541,null,0,0,null,0,0,null,0,0]
[5086,180.55732409543126,0,0,null,0,0,null,0,0,null,0,0]
[5089,353.13029091781533,0,0,null,0,0,null,0,0,null,0,0]
[5092,214.81661048991296,0,0,null,0,0,null,0,0,null,0,0]
[5096,173.64399994640306,0,189.1970261775715,null,0,0,null,0,0,null,0,0]
[5099,335.85106670556866,0,461.27786313269678,null,0,0,null,0,0,null,0,0]
[5100,285.99853339566067,0,178.95550111508945,null,0,0,null,0,0,null,0,0]
[5104,122.96184753736959,0,98.284946286071701,null,0,0,null,0,0,null,0,0]
[5107,206.3243939917007,90.909090909090821,81.037447292971933,null,0,0,null,0,0,null,0,0]
[5111,319.19835646838908,45.454545454545524,0,null,0,0,null,0,0,null,0,0]
[5114,175.29967538014679,0,0,null,0,0,null,0,0,null,0,0]
[5117,145.14234300797088,0,0,null,0,0,null,0,0,null,0,0]
[5121,158.69782636102215,318.18181818181819,368.40542678830485,null,0,0,null,{"$f":"$B5150*J$6+$C5150*J$7","v":0},0,null,{"$f":"$B5150*M$6+$C5150*M$7","v":0},0]
[5124,1090.6055105874284,0,705.85337914408092,null,0,0,null,0,0,null,0,0]
[5125,1002.0623188795588,0,735.05612444997269,null,0,0,null,0,0,null,0,0]
[5129,120.94330362032967,0,379.83129385663392,null,0,0,null,0,0,null,0,0]
[5132,327.45726698567643,181.81818181818187,11.81729556838769,null,0,0,null,0,0,null,0,0]
[5136,191.82961715995191,0,0,null,0,0,null,0,0,null,0,0]
[5139,247.43261766736424,0,0,null,0,0,null,0,0,null,0,0]
[5143,124.8525827871434,45.454545454545453,76.613997994121718,null,0,0,null,0,0,null,0,0]
[5146,126.25286860944728,90.909090909090878,599.55511539868928,null,0,0,null,0,0,null,0,0]
[5150,111.46650521345629,90.909090909090878,435.51551857156022,null,0,0,null,0,0,null,0,0]
[5151,1048.5134221471969,90.909090909090821,353.52880191367433,null,0,0,null,0,0,null,0,0]
[5154,104.09304268241743,45.454545454545524,89.74500167677283,null,0,0,null,0,0,null,0,0]
[5157,610.84019865485539,0,0,null,0,0,null,0,0,null,0,0]
[5161,311.55742031021083,0,0,null,0,0,null,0,0,null,0,0]
[5164,130.12749438199884,0,0,null,0,0,null,0,0,null,0,0]
[5168,725.67617921860972,0,192.76351354544738,null,0,0,null,0,0,null,0,0]
[5171,594.2901474568265,0,512.25370593935747,null,0,0,null,0,0,null,0,0]
[5175,351.78874479796644,90.909090909090821,564.48562360482731,null,0,0,null,0,0,null,0,0]
[5176,278.98089737858669,0,506.59832552015729,null,0,0,null,0,0,null,0,0]
[5179,836.97997260972716,90.909090909090821,93.448207999619243,null,0,0,null,0,0,null,0,0]
[5182,279.48096994317916,0,0,null,0,0,null,0,0,null,0,0]
[5186,242.4392379276392,0,0,null,{"$f":"B5215*$G$6+C5215*$G$7","v":0},{"$f":"D5215*$G$8","v":0},null,0,{"$f":"$D5215*J$8","v":0},null,0,{"$f":"$D5215*M$8","v":0}]
[5189,144.93114820470927,0,0,null,0,0,null,0,0,null,0,0]
[5192,59.117741152823243,0,18.381675848734165,null,0,0,null,0,0,null,0,0]
[5197,277.39682616553142,0,382.89407050035476,null,0,0,null,0,0,null,0,0]
[5200,60.68866319377976,0,355.30835398658979,null,0,0,null,0,0,null,0,0]
[5201,104.97593796626128,0,220.96299862230723,null,0,0,null,0,0,null,0,0]
[5204,70.040828201342308,181.81818181818187,12.715794065753125,null,0,0,null,0,0,null,0,0]
[5208,204.57981472816672,0,0,null,0,0,null,0,0,null,0,0]
[5211,177.95870977703805,0,0,null,0,0,null,0,0,null,0,0]
[5213,128.14575253678481,0,0,null,0,0,null,0,0,null,0,0]
[5219,919.50629783173508,0,344.71258008741916,null,0,0,null,0,0,null,0,0]
[5222,82.723535256340853,90.909090909090878,494.526282562961,null,0,0,null,0,0,null,0,0]
[5225,112.90951666269825,0,342.77229386452899,null,0,0,null,0,0,null,0,0]
[5226,81.070706361249762,45.454545454545524,243.51529491872355,null,0,0,null,0,0,null,0,0]
[5229,193.28741224542233,0,0,null,0,0,null,0,0,null,0,0]
[5233,339.58443988426905,0,0,null,0,0,null,0,0,null,0,0]
[5238,169.25011042931027,0,5.4000752315802076,null,0,0,null,0,0,null,0,0]
[5240,388.21746094108255,0,157.06556129874255,null,0,0,null,0,0,null,0,0]
[5244,534.9296057393143,0,490.06053281861841,null,0,0,null,0,0,null,0,0]
[5247,173.33956722869274,90.909090909090821,515.50488050604054,null,0,0,null,0,0,null,0,0]
[5248,84.206471705781951,0,445.2455004947966,null,0,0,null,0,0,null,0,0]
[5251,595.75730857270241,90.909090909090821,64.250991876839137,null,0,0,null,0,0,null,0,0]
[5255,252.57778219395513,45.454545454545524,0,null,0,0,null,0,0,null,0,0]
[5259,161.60203955973486,0,0,null,0,0,null,0,0,null,0,0]
[5262,213.47221783141148,0,4.5372833831760868,null,0,0,null,0,0,null,0,0]
[5265,629.01367675840856,318.18181818181819,372.14995048259544,null,0,0,null,0,0,null,0,0]
[5269,465.49969982712872,0,698.196884187406,null,0,0,null,0,0,null,0,0]
[5272,68.209034666443955,0,497.91169806822768,null,0,0,null,0,0,null,0,0]
[5273,140.55280446161311,0,390.2383217279189,null,0,0,null,0,0,null,0,0]
[5276,105.70597412445747,181.81818181818187,9.5715862863096479,null,0,0,null,0,0,null,0,0]
[5280,199.95235294104944,0,0,null,0,0,null,0,0,null,0,0]
[5284,91.948065143671201,0,0,null,0,0,null,0,0,null,0,0]
[5287,412.03206242834659,45.454545454545453,60.82866845592126,null,0,0,null,0,0,null,0,0]
[5290,393.49714737496828,90.909090909090878,616.78206785580892,null,0,0,null,0,0,null,0,0]
[5294,71.153732990703602,90.909090909090878,215.17418325294847,null,0,0,null,0,0,null,0,0]
[5297,118.21693389249047,0,25.92362510048936,null,0,0,null,0,0,null,0,0]
[5301,305.48538606878378,0,0,null,0,0,null,0,0,null,0,0]
[5302,471.20039851012518,0,0,null,0,0,null,0,0,null,0,0]
[5305,235.51966975834054,0,0,null,0,0,null,0,0,null,0,0]
[5309,243.0893745005701,0,0,null,0,0,null,0,0,null,0,0]
[5312,169.94818271315205,0,165.42303879553677,null,0,0,null,0,0,null,0,0]
[5316,446.36104494438138,0,507.98227360660741,null,0,0,null,0,0,null,0,0]
[5319,132.1974697430627,90.909090909090821,122.32793823746429,null,0,0,null,0,0,null,0,0]
[5322,71.153732990703602,45.454545454545524,17.673358782789478,null,0,0,null,0,0,null,0,0]
[5324,816.54081502154884,181.81818181818187,1.7514850335323122,null,0,0,null,0,0,null,0,0]
[5327,231.63460361660168,45.454545454545524,0,null,0,0,null,0,0,null,0,0]
[5330,167.92420190728558,0,0,null,0,0,null,0,0,null,0,0]
[5334,287.96521613316412,0,5.3847202995207732,null,0,0,null,0,0,null,0,0]
[5337,251.80241261211961,318.18181818181819,389.74081876854569,null,0,0,null,0,0,null,0,0]
[5341,115.20805071280478,0,479.6346146577589,null,0,0,null,0,0,null,0,0]
[5343,172.91397297058953,90.909090909090821,470.27484446431095,null,0,0,null,0,0,null,0,0]
[5348,114.82145403424306,181.81818181818187,1.6204983702229601,null,0,0,null,0,0,null,0,0]
[5349,189.89966395345073,0,0,null,0,0,null,0,0,null,0,0]
[5352,210.90179342806232,0,0,null,0,0,null,0,0,null,0,0]
[5355,200.14334650225982,0,0,null,0,0,null,0,0,null,0,0]
[5359,124.8525827871434,45.454545454545453,35.947104426472798,null,0,0,null,0,0,null,0,0]
[5362,1476.0573755798,90.909090909090878,115.46432242476057,null,0,0,null,0,0,null,0,0]
[5364,285.652082094484,0,242.029047110118,null,0,0,null,0,0,null,0,0]
[5370,114.68762080565433,45.454545454545524,208.46743564347656,null,0,0,null,0,0,null,0,0]
[5373,219.25904726460755,0,0,null,0,0,null,0,0,null,0,0]
[5374,169.41340074176247,0,0,null,0,0,null,0,0,null,0,0]
[5377,202.57713705028135,0,0,null,0,0,null,{"$f":"$B5406*J$6+$C5406*J$7","v":0},0,null,{"$f":"$B5406*M$6+$C5406*M$7","v":0},0]
[5381,608.05701844317753,0,0,null,0,0,null,0,0,null,0,0]
[5384,64.940840997883939,0,16.478287257016927,null,0,0,null,0,0,null,0,0]
[5389,738.54510499578839,0,493.932317970817,null,0,0,null,0,0,null,0,0]
[5392,72.249283076666472,0,37.28479425691966,null,0,0,null,0,0,null,0,0]
[5395,177.96100537272585,90.909090909090821,8.1881316289593524,null,0,0,null,0,0,null,0,0]
[5398,218.41582905662887,0,0,null,0,0,null,0,0,null,0,0]
[5399,318.12668057757753,45.454545454545524,0,null,0,0,null,0,0,null,0,0]
[5402,196.9038018678815,0,0,null,0,0,null,0,0,null,0,0]
[5406,71.153732990703602,0,2.9518029173593701,null,0,0,null,0,0,null,0,0]
[5410,337.6767925219454,90.909090909090878,519.54107642759823,null,0,0,null,0,0,null,0,0]
[5413,160.77874712232449,0,750.43420352549947,null,0,0,null,0,0,null,0,0]
[5417,207.62129536661675,0,353.08683766404755,null,0,0,null,0,0,null,0,0]
[5420,200.69052469036251,181.81818181818187,3.1967853429719209,null,0,0,null,0,0,null,0,0]
[5421,300.23168577808201,0,0,null,0,0,null,0,0,null,0,0]
[5424,239.72924130648249,0,0,null,0,0,null,0,0,null,0,0]
[5427,174.49695148009749,0,0,null,0,0,null,0,0,null,0,0]
[5431,309.15191150106068,45.454545454545453,60.78167959743206,null,0,0,null,0,0,null,0,0]
[5435,315.39060598940944,0,625.98529614423012,null,0,0,null,0,0,null,0,0]
[5438,155.76036375436988,90.909090909090878,737.45563550465806,null,0,0,null,0,0,null,0,0]
[5442,72.961321764671638,45.454545454545524,218.21100476834437,null,{"$f":"B5471*$G$6+C5471*$G$7","v":0},{"$f":"D5471*$G$8","v":0},null,0,{"$f":"$D5471*J$8","v":0},null,0,{"$f":"$D5471*M$8","v":0}]
[5445,336.74230877533262,0,0,null,0,0,null,0,0,null,0,0]
[5446,309.54473383512743,0,0,null,0,0,null,0,0,null,0,0]
[5449,232.46891491331269,0,0,null,0,0,null,0,0,null,0,0]
[5452,67.3117322240645,0,0,null,0,0,null,0,0,null,0,0]
[5457,196.75140186137136,318.18181818181819,304.92548402877696,null,0,0,null,0,0,null,0,0]
[5460,1030.0331422711845,0,615.6955571956147,null,0,0,null,0,0,null,0,0]
[5463,372.09526837674321,90.909090909090821,569.66207876788701,null,0,0,null,0,0,null,0,0]
[5467,204.82066862771245,90.909090909090821,55.529947409156861,null,0,0,null,0,0,null,0,0]
[5470,152.78493199504422,0,0,null,0,0,null,0,0,null,0,0]
[5471,286.27253569693579,45.454545454545524,0,null,0,0,null,0,0,null,0,0]
[5477,135.45492920618736,0,0,null,0,0,null,0,0,null,0,0]
[5478,197.28698270006012,0,2.3248973127461499,null,0,0,null,0,0,null,0,0]
[5482,95.342149279740724,90.909090909090878,530.03447964447355,null,0,0,null,0,0,null,0,0]
[5485,169.29825366207109,0,665.35744753301844,null,0,0,null,0,0,null,0,0]
[5489,810.92459425985703,0,321.75625347442576,null,0,0,null,0,0,null,0,0]
[5492,235.68623818143482,181.81818181818187,2.036494954997675,null,0,0,null,0,0,null,0,0]
[5495,329.22294736477119,45.454545454545524,0,null,0,0,null,0,0,null,0,0]
[5498,188.99777031969592,0,0,null,0,0,null,0,0,null,0,0]
[5500,108.44880694633004,0,0,null,0,0,null,0,0,null,0,0]
[5503,130.23345907893975,45.454545454545453,32.361746952131647,null,0,0,null,0,0,null,0,0]
[5507,262.01359870837467,0,223.019164681815,null,0,0,null,0,0,null,0,0]
[5510,357.88044770324501,90.909090909090878,231.76986235325367,null,0,0,null,0,0,null,0,0]
[5514,768.95431012681081,45.454545454545524,88.372675039332151,null,0,0,null,0,0,null,0,0]
[5517,724.62406180305697,0,0,null,0,0,null,0,0,null,0,0]
[5519,287.97568404949959,45.454545454545524,0,null,0,0,null,0,0,null,0,0]
[5522,194.67808411298645,0,0,null,0,0,null,0,0,null,0,0]
[5525,123.637110782459,0,0,null,0,0,null,0,0,null,0,0]
[5529,176.14059891067626,318.18181818181819,139.14209365776151,null,0,0,null,0,0,null,0,0]
[5532,1776.1240539398557,0,264.77335805314004,null,0,0,null,0,0,null,0,0]
[5535,140.54818113189813,90.909090909090821,254.56243208893468,null,0,0,null,0,0,null,0,0]
[5540,200.1840244578446,181.81818181818187,1.2392836638822637,null,0,0,null,0,0,null,0,0]
[5543,349.42721960219137,45.454545454545524,0,null,0,0,null,0,0,null,0,0]
[5546,142.55327836763828,0,0,null,0,0,null,0,0,null,0,0]
[5547,218.10427080990408,0,0,null,0,0,null,0,0,null,0,0]
[5550,82.613346663334724,0,0.46905366653626568,null,0,0,null,0,0,null,0,0]
[5554,483.82011441945508,90.909090909090878,247.93484182472204,null,0,0,null,0,0,null,0,0]
[5557,176.14206717367807,0,237.93707708038968,null,0,0,null,0,0,null,0,0]
[5561,1913.4144496340407,0,56.292442915479548,null,0,0,null,0,0,null,0,0]
[5565,282.38067459196139,0,0,null,0,0,null,0,0,null,0,0]
[5568,187.76402537333814,0,0,null,0,0,null,0,0,null,0,0]
[5571,246.518235993069,0,0,null,0,0,null,0,0,null,0,0]
[5572,102.90264776502464,0,0,null,0,0,null,0,0,null,0,0]
[5575,219.51428077554075,45.454545454545453,28.605892535977574,null,0,0,null,0,0,null,0,0]
[5579,212.77117045555858,0,238.68180168919247,null,0,0,null,0,0,null,0,0]
[5582,165.5892597095731,90.909090909090878,332.8914692886882,null,0,0,null,0,0,null,0,0]
[5586,149.50336877719951,45.454545454545524,98.069416561494279,null,0,0,null,0,0,null,0,0]
[5590,207.24389943557091,0,0,null,0,0,null,0,0,null,0,0]
[5593,252.53572688095767,0,0,null,0,0,null,0,0,null,0,0]
[5594,131.17630613976175,0,0,null,0,0,null,0,0,null,0,0]
[5597,150.41385712120868,0,0,null,0,0,null,0,0,null,0,0]
[5600,201.653260792222,0,92.110201512467512,null,0,0,null,0,0,null,0,0]
[5603,120.03890227784585,0,264.83156385930363,null,0,0,null,0,0,null,0,0]
[5608,163.30271785133868,0,202.54344232456629,null,0,0,null,0,0,null,0,0]
[5611,1333.7779158657822,90.909090909090821,34.173205893108324,null,0,0,null,0,0,null,0,0]
[5615,199.22749564672438,45.454545454545524,0,null,0,0,null,0,0,null,0,0]
[5618,254.3219757974137,0,0,null,0,0,null,0,0,null,0,0]
[5619,220.71188386339267,0,0,null,0,0,null,0,0,null,0,0]
[5622,544.17288605222132,0,0.41905613848621942,null,0,0,null,0,0,null,0,0]
[5628,622.0204016027717,0,571.72155346442014,null,0,0,null,0,0,null,0,0]
[5630,71.153732990703602,90.909090909090878,561.18506311514523,null,0,0,null,0,0,null,0,0]
[5633,104.97593796626128,0,335.66471203713826,null,0,0,null,{"$f":"$B5662*J$6+$C5662*J$7","v":0},0,null,{"$f":"$B5662*M$6+$C5662*M$7","v":0},0]
[5636,853.52644267848314,181.81818181818187,0.99296433912807613,null,0,0,null,0,0,null,0,0]
[5640,118.66163668909748,0,0,null,0,0,null,0,0,null,0,0]
[5643,289.46956589917937,0,0,null,0,0,null,0,0,null,0,0]
[5644,163.46046200460958,0,0,null,0,0,null,0,0,null,0,0]
[5649,116.28808257191928,318.18181818181819,384.13182584148166,null,0,0,null,0,0,null,0,0]
[5651,120.03890227784585,0,659.88166206465542,null,0,0,null,0,0,null,0,0]
[5655,129.36756038556709,90.909090909090821,646.27404148886046,null,0,0,null,0,0,null,0,0]
[5658,733.70690752454698,45.454545454545524,207.29607043851868,null,0,0,null,0,0,null,0,0]
[5662,196.21714328579861,0,0,null,0,0,null,0,0,null,0,0]
[5665,205.80336722967152,0,0,null,0,0,null,0,0,null,0,0]
[5668,72.104936019828429,0,0,null,0,0,null,0,0,null,0,0]
[5670,74.046183557112897,0,0.64147686335310439,null,0,0,null,0,0,null,0,0]
[5673,285.12409508633004,318.18181818181819,372.45822954266953,null,0,0,null,0,0,null,0,0]
[5676,71.567491157441381,0,667.80992355844126,null,0,0,null,0,0,null,0,0]
[5680,394.66487098935011,0,506.01104696706159,null,0,0,null,0,0,null,0,0]
[5683,300.91770159337233,90.909090909090821,50.999592286715689,null,0,0,null,0,0,null,0,0]
[5687,397.12161749424803,45.454545454545524,0,null,0,0,null,0,0,null,0,0]
[5690,162.13930077446696,0,0,null,0,0,null,0,0,null,0,0]
[5691,215.23918374409124,0,0,null,0,0,null,0,0,null,0,0]
[5695,124.8525827871434,45.454545454545453,34.466739591121346,null,0,0,null,0,0,null,0,0]
[5698,155.70815272605054,90.909090909090878,369.32833340511536,null,{"$f":"B5727*$G$6+C5727*$G$7","v":0},{"$f":"D5727*$G$8","v":0},null,0,{"$f":"$D5727*J$8","v":0},null,0,{"$f":"$D5727*M$8","v":0}]
[5702,222.63067129246929,90.909090909090878,535.15633328804677,null,0,0,null,0,0,null,0,0]
[5705,218.1242884043001,0,241.05749338081318,null,0,0,null,0,0,null,0,0]
[5708,161.72930738465681,181.81818181818187,0.28110523115699737,null,0,0,null,0,0,null,0,0]
[5712,261.64556880773443,0,0,null,0,0,null,0,0,null,0,0]
[5716,171.45418530806242,0,0,null,0,0,null,0,0,null,0,0]
[5719,124.8525827871434,45.454545454545453,4.6223482860840015,null,0,0,null,0,0,null,0,0]
[5720,59.117741152823243,0,12.206523129453515,null,0,0,null,0,0,null,0,0]
[5723,194.22897377265912,0,289.51727393240162,null,0,0,null,0,0,null,0,0]
[5727,229.2582029607708,90.909090909090821,728.77009022246784,null,0,0,null,0,0,null,0,0]
[5730,182.76374048178471,45.454545454545524,91.908753102125502,null,0,0,null,0,0,null,0,0]
[5733,305.32359248471994,0,0,null,0,0,null,0,0,null,0,0]
[5737,260.4087018512414,0,0,null,0,0,null,0,0,null,0,0]
[5741,162.26748683766385,0,0,null,0,0,null,0,0,null,0,0]
[5744,839.17860233550812,0,132.35102111119809,null,0,0,null,0,0,null,0,0]
[5745,136.99775315592728,318.18181818181819,253.14438556823981,null,0,0,null,0,0,null,0,0]
[5748,58.344859996713204,0,484.30830232609611,null,0,0,null,0,0,null,0,0]
[5752,137.6633014400667,0,371.78924475536951,null,0,0,null,0,0,null,0,0]
[5755,278.40406009419985,90.909090909090821,42.29269384649055,null,0,0,null,0,0,null,0,0]
[5758,240.89981145951691,0,0,null,0,0,null,0,0,null,0,0]
[5763,237.23484703230758,0,0,null,0,0,null,0,0,null,0,0]
[5766,398.28171973094692,0,0.1558310645967651,null,0,0,null,0,0,null,0,0]
[5767,124.8525827871434,45.454545454545453,37.548543611288316,null,0,0,null,0,0,null,0,0]
[5770,200.83175891944811,90.909090909090878,349.87798962910216,null,0,0,null,0,0,null,0,0]
[5773,1245.6610254594859,0,544.15540428620341,null,0,0,null,0,0,null,0,0]
[5777,991.52654473545635,0,253.82491008593095,null,0,0,null,0,0,null,0,0]
[5779,332.93685389204069,90.909090909090821,36.937490275397813,null,0,0,null,0,0,null,0,0]
[5784,239.32347181273758,0,0,null,0,0,null,0,0,null,0,0]
[5788,128.47558372518296,0,0,null,0,0,null,0,0,null,0,0]
[5791,124.8525827871434,45.454545454545453,4.5664021647041206,null,0,0,null,0,0,null,0,0]
[5792,59.117741152823243,0,13.056985495926407,null,0,0,null,0,0,null,0,0]
[5795,150.41890743172146,0,95.753000054344156,null,0,0,null,0,0,null,0,0]
[5800,339.73236807037995,0,546.5562736806902,null,0,0,null,0,0,null,0,0]
[5803,574.88575258080289,90.909090909090821,46.929170646252928,null,0,0,null,0,0,null,0,0]
[5806,451.14469722560818,0,0,null,0,0,null,0,0,null,0,0]
[5809,264.48567979246582,0,0,null,0,0,null,0,0,null,0,0]
[5813,149.66925770397026,0,0,null,0,0,null,0,0,null,0,0]
[5816,498.56647017380232,0,182.53229001746817,null,0,0,null,0,0,null,0,0]
[5817,394.03951399450966,318.18181818181819,392.69436192407454,null,0,0,null,0,0,null,0,0]
[5821,258.34303302768757,0,718.16581883062076,null,0,0,null,0,0,null,0,0]
[5824,162.86742699705104,0,98.133094384490505,null,0,0,null,0,0,null,0,0]
[5828,318.17470443936259,181.81818181818187,8.2727842608241897E-2,null,0,0,null,0,0,null,0,0]
[5831,425.48159026683987,45.454545454545524,0,null,0,0,null,0,0,null,0,0]
[5835,248.7107135224071,0,0,null,0,0,null,0,0,null,0,0]
[5838,154.44766868112308,0,7.7842554866557737E-2,null,0,0,null,0,0,null,0,0]
[5841,157.94212544303824,318.18181818181819,349.23786332537355,null,0,0,null,0,0,null,0,0]
[5842,137.84840909393418,90.909090909090878,586.9072705070713,null,0,0,null,0,0,null,0,0]
[5846,114.66733692215848,90.909090909090878,392.8505280439162,null,0,0,null,0,0,null,0,0]
[5849,976.70223055155702,0,190.47827322319495,null,0,0,null,0,0,null,0,0]
[5853,531.27861689865119,0,0,null,0,0,null,0,0,null,0,0]
[5856,200.00744723755238,0,0,null,0,0,null,0,0,null,0,0]
[5860,110.94641505446761,0,0,null,0,0,null,0,0,null,0,0]
[5863,124.8525827871434,45.454545454545453,43.715424742596916,null,0,0,null,0,0,null,0,0]
[5867,936.03492653080707,0,620.55925938771441,null,0,0,null,0,0,null,0,0]
[5868,157.10766070871153,0,702.17685836215219,null,0,0,null,0,0,null,0,0]
[5871,387.31719258907464,90.909090909090821,603.13338173586669,null,0,0,null,0,0,null,0,0]
[5875,237.2027086926808,90.909090909090821,40.244700106652324,null,0,0,null,0,0,null,0,0]
[5878,146.44541494409518,0,0,null,0,0,null,0,0,null,0,0]
[5881,231.81714938568177,0,0,null,0,0,null,0,0,null,0,0]
[5885,138.44838598285216,0,0,null,0,0,null,0,0,null,0,0]
[5888,121.85930965813357,0,39.454692291058208,null,0,0,null,0,0,null,0,0]
[5892,340.50607564093758,0,161.66243807192936,null,0,0,null,0,0,null,0,0]
[5893,208.51400661762091,0,121.01531564462177,null,0,0,null,0,0,null,0,0]
[5896,1121.0361565821731,0,191.00239518513933,null,0,0,null,0,0,null,0,0]
[5900,169.74245142762692,181.81818181818187,0,null,0,0,null,0,0,null,0,0]
[5903,322.2954823463071,45.454545454545524,0,null,0,0,null,0,0,null,0,0]
[5906,120.89121104474782,0,0,null,0,0,null,0,0,null,0,0]
[5909,161.30333664886106,0,0,null,0,0,null,0,0,null,0,0]
[5914,142.10894286634129,90.909090909090878,83.403820042336747,null,0,0,null,0,0,null,0,0]
[5917,1223.6386322550836,0,143.05520975304998,null,0,0,null,0,0,null,0,0]
[5918,287.53474602982016,90.909090909090878,129.31779684457845,null,0,0,null,0,0,null,0,0]
[5921,362.86976882979371,0,75.577966037504623,null,0,0,null,0,0,null,0,0]
[5925,386.390717716697,0,0,null,0,0,null,0,0,null,0,0]
[5928,182.43236665308456,0,0,null,0,0,null,0,0,null,0,0]
[5930,174.78390094105069,0,0,null,0,0,null,0,0,null,0,0]
[5936,66.279999698217722,0,23.052906054620305,null,0,0,null,0,0,null,0,0]
[5939,608.36102877128087,0,316.55292665675614,null,0,0,null,0,0,null,0,0]
[5940,58.344859996713204,0,402.3945959708567,null,0,0,null,0,0,null,0,0]
[5943,181.36840396378346,90.909090909090821,656.52413938445227,null,0,0,null,0,0,null,0,0]
[5946,78.697335891726553,45.454545454545524,159.70994383848387,null,0,0,null,0,0,null,0,0]
[5950,745.51673727528237,0,0,null,0,0,null,0,0,null,0,0]
[5955,203.13432403558207,0,0,null,0,0,null,0,0,null,0,0]
[5957,551.29027947549685,0,0,null,0,0,null,0,0,null,0,0]
[5961,537.68167603823383,318.18181818181819,183.18165146069589,null,0,0,null,0,0,null,0,0]
[5964,920.28499143612612,0,392.91120960822968,null,0,0,null,0,0,null,0,0]
[5965,1367.4763147747146,0,372.85229423728703,null,0,0,null,0,0,null,0,0]
[5968,444.80291212611974,0,256.07277558505245,null,0,0,null,0,0,null,0,0]
[5971,207.21585643865086,90.909090909090821,2.86471360482515,null,0,0,null,0,0,null,0,0]
[5976,164.45904612872718,0,0,null,0,0,null,0,0,null,0,0]
[5979,170.36487924236988,0,0,null,0,0,null,0,0,null,0,0]
[5983,431.20405119695494,45.454545454545453,38.169972665782403,null,0,0,null,0,0,null,0,0]
[5986,751.1289416627593,90.909090909090878,481.16618293608889,null,0,0,null,0,0,null,0,0]
[5989,622.8001603635613,0,695.16633401112347,null,0,0,null,0,0,null,0,0]
[5990,393.22387966431324,90.909090909090878,626.81075660956014,null,0,0,null,0,0,null,0,0]
[5993,149.29009875543628,0,289.5990360436785,null,0,0,null,0,0,null,0,0]
[5997,276.39954593976449,0,0,null,0,0,null,0,0,null,0,0]
[6001,262.75020945262025,0,0,null,0,0,null,0,0,null,0,0]
[6004,135.58274797407438,0,0,null,0,0,null,0,0,null,0,0]
[6008,998.12050561242131,0,72.178125729945378,null,0,0,null,0,0,null,0,0]
[6011,675.12550934818057,0,338.52770468528706,null,0,0,null,0,0,null,0,0]
[6014,438.18082561078933,90.909090909090878,291.4504381865471,null,0,0,null,0,0,null,0,0]
[6015,179.20519987065376,90.909090909090821,242.36109039341486,null,0,0,null,0,0,null,0,0]
[6018,89.207445276041653,45.454545454545524,46.678442275379346,null,{"$f":"B6047*$G$6+C6047*$G$7","v":0},{"$f":"D6047*$G$8","v":0},null,0,{"$f":"$D6047*J$8","v":0},null,0,{"$f":"$D6047*M$8","v":0}]
[6022,267.22285626656395,0,0,null,0,0,null,0,0,null,0,0]
[6026,226.97133053675753,0,0,null,0,0,null,0,0,null,0,0]
[6029,138.26427920870458,0,0,null,0,0,null,0,0,null,0,0]
[6033,170.5719419733939,318.18181818181819,246.66410316397361,null,0,0,null,0,0,null,0,0]
[6036,645.26807359663621,0,499.82814622410615,null,0,0,null,0,0,null,0,0]
[6039,900.73830635700085,90.909090909090821,546.08059505592439,null,0,0,null,0,0,null,0,0]
[6043,189.32603132064395,90.909090909090821,4.7184042722265653,null,0,0,null,0,0,null,0,0]
[6044,182.10443621791569,181.81818181818187,0,null,0,0,null,0,0,null,0,0]
[6048,217.78307106129134,0,0,null,0,0,null,0,0,null,0,0]
[6051,280.15862979016651,0,0,null,0,0,null,0,0,null,0,0]
[6054,106.85067750528378,0,0,null,0,0,null,0,0,null,0,0]
[6058,139.60481526645088,90.909090909090878,471.8331498381188,null,0,0,null,0,0,null,0,0]
[6061,238.94869286077571,0,588.3802021738054,null,0,0,null,0,0,null,0,0]
[6064,486.69925053087638,0,389.37220702413396,null,0,0,null,0,0,null,0,0]
[6066,101.54971549056512,45.454545454545524,137.58169880839478,null,0,0,null,0,0,null,0,0]
[6069,303.79858235751595,0,0,null,0,0,null,0,0,null,0,0]
[6073,237.32180419695493,0,0,null,0,0,null,0,0,null,0,0]
[6076,91.626681747403509,0,0,null,0,0,null,0,0,null,0,0]
[6079,124.8525827871434,45.454545454545453,15.206399770171297,null,0,0,null,0,0,null,0,0]
[6081,116.09883366343135,318.18181818181819,180.30731508198741,null,0,0,null,{"$f":"$B6110*J$6+$C6110*J$7","v":0},0,null,{"$f":"$B6110*M$6+$C6110*M$7","v":0},0]
[6087,777.52248329513509,90.909090909090821,704.02260941354007,null,0,0,null,0,0,null,0,0]
[6090,930.3812416474932,45.454545454545524,69.349041222357471,null,0,0,null,0,0,null,0,0]
[6091,741.63864974443413,90.909090909090821,11.721673978139345,null,0,0,null,0,0,null,0,0]
[6094,238.40679454275462,0,0,null,0,0,null,0,0,null,0,0]
[6098,219.6496658268141,0,0,null,0,0,null,0,0,null,0,0]
[6101,133.28118373766011,0,0,null,0,0,null,0,0,null,0,0]
[6106,1218.1850314919038,90.909090909090878,83.707573244985852,null,0,0,null,0,0,null,0,0]
[6109,918.60024457859458,0,320.87560597359413,null,0,0,null,0,0,null,0,0]
[6112,184.39785568083025,0,308.19961410809498,null,0,0,null,0,0,null,0,0]
[6113,121.11452659324009,0,217.70478503986058,null,0,0,null,0,0,null,0,0]
[6116,196.81528369816664,181.81818181818187,0,null,0,0,null,0,0,null,0,0]
[6119,267.29144866571039,45.454545454545524,0,null,0,0,null,0,0,null,0,0]
[6123,186.09430089398612,0,0,null,0,0,null,0,0,null,0,0]
[6127,635.40444986987063,45.454545454545453,2.9848067878493763,null,0,0,null,0,0,null,0,0]
[6130,384.62099708919197,90.909090909090878,439.59589989816197,null,0,0,null,0,0,null,0,0]
[6134,71.153732990703602,90.909090909090878,292.76480797867993,null,0,0,null,0,0,null,0,0]
[6137,584.30336043022828,0,399.43301200319655,null,0,0,null,0,0,null,0,0]
[6138,603.28235204170994,45.454545454545524,110.1219266974505,null,0,0,null,0,0,null,0,0]
[6141,212.12451951511977,0,0,null,0,0,null,0,0,null,0,0]
[6144,193.37391029093212,0,0,null,0,0,null,0,0,null,0,0]
[6148,551.65937453253639,0,0,null,0,0,null,0,0,null,0,0]
[6152,59.578821647304046,0,98.470802972581808,null,0,0,null,0,0,null,0,0]
[6156,390.35521146922792,0,452.87750587984908,null,0,0,null,0,0,null,0,0]
[6159,216.93168053266442,90.909090909090821,374.98368312027355,null,0,0,null,0,0,null,0,0]
[6162,140.85027693319847,45.454545454545524,72.70708413764757,null,0,0,null,0,0,null,0,0]
[6163,164.86995775681228,90.909090909090821,1.4078063219166836,null,0,0,null,0,0,null,0,0]
[6166,209.6349000799751,0,0,null,0,0,null,0,0,null,0,0]
[6169,348.73459247132064,0,0,null,0,0,null,0,0,null,0,0]
[6174,582.86661136602208,0,0,null,0,0,null,0,0,null,0,0]
[6177,601.81382458728081,318.18181818181819,232.15739831406844,null,0,0,null,0,0,null,0,0]
[6181,491.12102694438198,0,533.51745333411452,null,0,0,null,0,0,null,0,0]
[6184,60.68866319377976,0,370.38454882232963,null,0,0,null,0,0,null,0,0]
[6187,296.70298791089016,90.909090909090821,1.3404021683575049,null,0,0,null,0,0,null,0,0]
[6188,234.45616618817704,181.81818181818187,0,null,0,0,null,0,0,null,0,0]
[6194,235.55235904093246,0,0,null,0,0,null,0,0,null,0,0]
[6195,270.78708995500034,0,0,null,0,0,null,0,0,null,0,0]
[6199,241.78260573715062,45.454545454545453,2.9420817967663431,null,0,0,null,0,0,null,0,0]
[6202,227.46378172366698,90.909090909090878,119.22973106739778,null,0,0,null,0,0,null,0,0]
[6206,637.8083976739531,90.909090909090878,168.15556985062051,null,0,0,null,0,0,null,0,0]
[6209,461.25202139057222,0,72.823303909449521,null,0,0,null,{"$f":"$B6238*J$6+$C6238*J$7","v":0},0,null,{"$f":"$B6238*M$6+$C6238*M$7","v":0},0]
[6212,748.27145210043432,181.81818181818187,0,null,0,0,null,0,0,null,0,0]
[6215,238.21745381043922,45.454545454545524,0,null,0,0,null,0,0,null,0,0]
[6217,266.91313449638949,0,0,null,0,0,null,0,0,null,0,0]
[6221,129.23845608409496,0,0,null,0,0,null,0,0,null,0,0]
[6224,381.488317025264,0,53.803442838407207,null,0,0,null,0,0,null,0,0]
[6227,653.164279995279,0,564.66066933263221,null,0,0,null,0,0,null,0,0]
[6231,733.13267803686142,90.909090909090821,499.41862679810578,null,0,0,null,0,0,null,0,0]
[6234,223.555089311111,45.454545454545524,82.181254451349545,null,0,0,null,0,0,null,0,0]
[6236,180.32767270284114,181.81818181818187,0,null,0,0,null,0,0,null,0,0]
[6239,262.30412929860069,45.454545454545524,0,null,0,0,null,0,0,null,0,0]
[6242,142.20434782311904,0,0,null,0,0,null,0,0,null,0,0]
[6246,71.153732990703602,0,0,null,0,0,null,0,0,null,0,0]
[6249,699.6991265936017,318.18181818181819,365.88205277820379,null,0,0,null,0,0,null,0,0]
[6252,863.58747845200219,0,401.2612318235042,null,0,0,null,0,0,null,0,0]
[6256,1148.0081203781986,0,218.46213729885406,null,0,0,null,0,0,null,0,0]
[6257,665.31863274681314,0,85.805449671301616,null,0,0,null,0,0,null,0,0]
[6261,337.09105567219711,0,0,null,0,0,null,0,0,null,0,0]
[6264,236.55461611815016,0,0,null,0,0,null,0,0,null,0,0]
[6267,240.39891248047692,0,0,null,0,0,null,0,0,null,0,0]
[6271,921.88129358300512,45.454545454545453,11.048664104436183,null,0,0,null,0,0,null,0,0]
[6274,79.891321120774805,90.909090909090878,361.65379604572661,null,{"$f":"B6303*$G$6+C6303*$G$7","v":0},{"$f":"D6303*$G$8","v":0},null,0,{"$f":"$D6303*J$8","v":0},null,0,{"$f":"$D6303*M$8","v":0}]
[6277,439.23872792747494,0,450.24082304361889,null,0,0,null,0,0,null,0,0]
[6282,154.47074400897506,45.454545454545524,20.022423950605784,null,0,0,null,0,0,null,0,0]
[6285,237.37763308407793,0,0,null,0,0,null,0,0,null,0,0]
[6286,164.12214450561115,0,0,null,0,0,null,0,0,null,0,0]
[6289,318.42455707400381,0,0,null,0,0,null,0,0,null,0,0]
[6292,127.52061591913032,0,0,null,0,0,null,0,0,null,0,0]
[6296,59.117741152823243,0,31.164639923202639,null,0,0,null,0,0,null,0,0]
[6299,141.77993809239069,0,122.9554417136457,null,0,0,null,0,0,null,0,0]
[6303,445.42756207748823,90.909090909090821,115.09946598129696,null,0,0,null,0,0,null,0,0]
[6307,220.44081992459763,90.909090909090821,0.71327913994014869,null,0,0,null,0,0,null,0,0]
[6310,150.51229226429402,0,0,null,0,0,null,0,0,null,0,0]
[6311,238.71238424069142,45.454545454545524,0,null,0,0,null,0,0,null,0,0]
[6314,235.91781787440249,0,0,null,0,0,null,0,0,null,0,0]
[6317,146.49233691995016,0,0,null,0,0,null,0,0,null,0,0]
[6321,467.42294989422214,318.18181818181819,246.44355620275581,null,0,0,null,0,0,null,0,0]
[6324,125.67899723468901,0,470.85434473078857,null,0,0,null,0,0,null,0,0]
[6329,690.71352230543926,0,161.54861282776295,null,0,0,null,0,0,null,0,0]
[6332,187.13246108775834,181.81818181818187,0,null,0,0,null,0,0,null,0,0]
[6335,292.62858103683584,45.454545454545524,0,null,0,0,null,0,0,null,0,0]
[6336,221.54876622727375,0,0,null,0,0,null,0,0,null,0,0]
[6339,179.09732523810084,0,0,null,0,0,null,0,0,null,0,0]
[6342,72.696373292788564,0,0,null,0,0,null,0,0,null,0,0]
[6345,670.78155362848554,318.18181818181819,246.8075219270716,null,0,0,null,0,0,null,0,0]
[6350,178.95718003960948,90.909090909090878,529.03057012741817,null,0,0,null,0,0,null,0,0]
[6354,124.85290417053974,45.454545454545524,81.485360507848497,null,0,0,null,0,0,null,0,0]
[6357,644.20567191240298,0,0,null,0,0,null,0,0,null,0,0]
[6360,241.18841374936545,0,0,null,0,0,null,0,0,null,0,0]
[6361,284.45249561195806,0,0,null,0,0,null,0,0,null,0,0]
[6366,71.153732990703602,0,0,null,0,0,null,0,0,null,0,0]
[6368,76.000745549385528,0,23.174826978672517,null,0,0,null,0,0,null,0,0]
[6372,155.29010638656823,0,136.40615277544666,null,0,0,null,0,0,null,0,0]
[6375,238.31359335783708,90.909090909090821,103.8333738421444,null,0,0,null,0,0,null,0,0]
[6379,250.32378270018839,90.909090909090821,0.39798500391901009,null,0,0,null,0,0,null,0,0]
[6382,148.01927534753179,0,0,null,0,0,null,0,0,null,0,0]
[6385,281.49384006591748,0,0,null,0,0,null,0,0,null,0,0]
[6387,239.06058019459061,0,0,null,0,0,null,0,0,null,0,0]
[6390,450.73844106557749,0,0,null,0,0,null,0,0,null,0,0]
[6394,402.26981220714646,90.909090909090878,547.49582508755213,null,0,0,null,0,0,null,0,0]
[6397,156.25467712850127,0,770.9049083889463,null,0,0,null,0,0,null,0,0]
[6400,60.68866319377976,0,498.7256647002996,null,0,0,null,0,0,null,0,0]
[6404,209.51580457570108,181.81818181818187,0,null,0,0,null,0,0,null,0,0]
[6407,269.70026313265055,45.454545454545524,0,null,0,0,null,0,0,null,0,0]
[6408,173.22381411173993,0,0,null,0,0,null,0,0,null,0,0]
[6412,126.2111163150807,0,0,null,0,0,null,0,0,null,0,0]
[6415,124.8525827871434,45.454545454545453,4.3734200934730794,null,0,0,null,0,0,null,0,0]
[6419,120.03890227784585,0,576.85692981538295,null,0,0,null,0,0,null,0,0]
[6422,71.153732990703602,90.909090909090878,579.14504244276918,null,0,0,null,0,0,null,0,0]
[6425,475.98239979893339,0,226.87531088493603,null,0,0,null,0,0,null,0,0]
[6429,300.90567267196911,0,0,null,0,0,null,0,0,null,0,0]
[6433,311.0758961587743,0,0,null,0,0,null,0,0,null,0,0]
[6434,254.35181854135277,0,0,null,0,0,null,0,0,null,0,0]
[6437,175.40147127531878,0,0,null,0,0,null,0,0,null,0,0]
[6440,92.543827318906835,0,47.943520015424617,null,0,0,null,0,0,null,0,0]
[6444,100.7686620138071,0,290.45404017139441,null,0,0,null,0,0,null,0,0]
[6447,129.36756038556709,90.909090909090821,417.36682161535305,null,0,0,null,0,0,null,0,0]
[6450,498.38410805237743,45.454545454545524,118.37704514221586,null,0,0,null,0,0,null,0,0]
[6454,174.09990524996556,0,0,null,0,0,null,0,0,null,0,0]
[6458,169.09036451659978,0,0,null,0,0,null,0,0,null,0,0]
[6459,175.32336592764301,0,0,null,0,0,null,0,0,null,0,0]
[6462,321.19387188772902,0,0,null,0,0,null,0,0,null,0,0]
[6465,963.4610509776727,318.18181818181819,342.85373560998988,null,0,0,null,{"$f":"$B6494*J$6+$C6494*J$7","v":0},0,null,{"$f":"$B6494*M$6+$C6494*M$7","v":0},0]
[6469,569.16081240734502,0,709.27895942306463,null,0,0,null,0,0,null,0,0]
[6472,572.47367836798639,0,446.54083756984068,null,0,0,null,0,0,null,0,0]
[6475,196.1763459592382,90.909090909090821,0.17698103738084636,null,0,0,null,0,0,null,0,0]
[6480,247.27890458012075,0,0,null,0,0,null,0,0,null,0,0]
[6483,136.26150970699175,0,0,null,0,0,null,0,0,null,0,0]
[6484,67.587203706579672,0,0,null,0,0,null,0,0,null,0,0]
[6487,124.8525827871434,45.454545454545453,0.75504983714451179,null,0,0,null,0,0,null,0,0]
[6490,663.90821875633549,90.909090909090878,112.62985566045558,null,0,0,null,0,0,null,0,0]
[6494,298.37675263865236,90.909090909090878,170.97776609222052,null,0,0,null,0,0,null,0,0]
[6496,134.46385627115976,0,117.21000122644513,null,0,0,null,0,0,null,0,0]
[6502,222.41429762533642,0,0,null,0,0,null,0,0,null,0,0]
[6505,174.02084493448368,0,0,null,0,0,null,0,0,null,0,0]
[6508,146.1078705541866,0,0,null,0,0,null,0,0,null,0,0]
[6509,151.99001312033303,0,0,null,0,0,null,0,0,null,0,0]
[6512,96.743885918519155,0,24.731898982573195,null,0,0,null,0,0,null,0,0]
[6515,136.27923170570025,0,57.136468710863234,null,0,0,null,0,0,null,0,0]
[6521,329.97566281465134,0,248.0929247023231,null,0,0,null,0,0,null,0,0]
[6523,460.12240466460497,90.909090909090821,0.22358103254079503,null,0,0,null,0,0,null,0,0]
[6527,513.27012784835949,45.454545454545524,0,null,0,0,null,0,0,null,0,0]
[6530,313.41033332543537,0,0,null,{"$f":"B6559*$G$6+C6559*$G$7","v":0},{"$f":"D6559*$G$8","v":0},null,0,{"$f":"$D6559*J$8","v":0},null,0,{"$f":"$D6559*M$8","v":0}]
[6533,157.48961762109352,0,0,null,0,0,null,0,0,null,0,0]
[6534,90.987679731795865,0,0,null,0,0,null,0,0,null,0,0]
[6537,116.09883366343135,318.18181818181819,296.1680563809519,null,0,0,null,0,0,null,0,0]
[6542,71.153732990703602,90.909090909090878,586.98354123249987,null,0,0,null,0,0,null,0,0]
[6545,111.10563490847038,0,249.56208634765827,null,0,0,null,0,0,null,0,0]
[6548,277.27444336823265,181.81818181818187,0,null,0,0,null,0,0,null,0,0]
[6552,156.02355839114765,0,0,null,0,0,null,0,0,null,0,0]
[6555,166.21444223914139,0,0,null,0,0,null,0,0,null,0,0]
[6558,71.153732990703602,0,0,null,0,0,null,0,0,null,0,0]
[6559,194.8375821013627,45.454545454545453,4.8152329904987079,null,0,0,null,0,0,null,0,0]
[6563,148.04718979109336,0,477.19523185132414,null,0,0,null,0,0,null,0,0]
[6567,261.00520412652662,90.909090909090821,489.60133636572891,null,0,0,null,0,0,null,0,0]
[6570,203.7664025345959,45.454545454545524,53.712757005645287,null,0,0,null,0,0,null,0,0]
[6573,284.66020110977439,0,0,null,0,0,null,0,0,null,0,0]
[6577,304.15357327465057,0,0,null,0,0,null,0,0,null,0,0]
[6580,76.310467319560146,0,0,null,0,0,null,0,0,null,0,0]
[6583,1400.5053730754312,45.454545454545453,0.81167137875147188,null,0,0,null,0,0,null,0,0]
[6584,225.54365366670874,0,77.057583535464019,null,0,0,null,0,0,null,0,0]
[6588,281.82514043555574,0,380.85664054152079,null,0,0,null,0,0,null,0,0]
[6592,93.883371679316127,0,206.95921259239518,null,0,0,null,0,0,null,0,0]
[6595,207.84458336796081,90.909090909090821,0,null,0,0,null,0,0,null,0,0]
[6598,106.32819992678002,0,0,null,0,0,null,0,0,null,0,0]
[6602,163.99873328144429,0,0,null,0,0,null,0,0,null,0,0]
[6605,163.87440381900254,0,0,null,0,0,null,0,0,null,0,0]
[6609,158.76672177879917,318.18181818181819,325.31233417749775,null,0,0,null,0,0,null,0,0]
[6610,303.45314111844192,90.909090909090878,492.27233775166945,null,0,0,null,0,0,null,0,0]
[6613,115.56836741193466,0,706.56949586590417,null,0,0,null,0,0,null,0,0]
[6617,113.43539172281967,0,225.22230703158095,null,0,0,null,0,0,null,0,0]
[6620,207.95874793269783,181.81818181818187,0,null,0,0,null,0,0,null,0,0]
[6623,226.13656012090891,45.454545454545524,0,null,0,0,null,0,0,null,0,0]
[6626,205.85625775431447,0,0,null,0,0,null,0,0,null,0,0]
[6631,321.88530530884208,45.454545454545453,0.81999730770133883,null,0,0,null,0,0,null,0,0]
[6632,629.99198618141236,0,96.891548711679889,null,0,0,null,0,0,null,0,0]
[6635,120.03890227784585,0,575.76418406989228,null,0,0,null,0,0,null,0,0]
[6638,335.65335164018472,90.909090909090878,627.23979565568141,null,0,0,null,0,0,null,0,0]
[6642,1325.5984329592866,45.454545454545524,22.703935675072064,null,0,0,null,0,0,null,0,0]
[6645,222.01596586161955,0,0,null,0,0,null,0,0,null,0,0]
[6647,262.96498538515459,45.454545454545524,0,null,0,0,null,0,0,null,0,0]
[6653,152.46070206012374,0,0,null,0,0,null,0,0,null,0,0]
[6656,59.466671697342463,0,56.844759044294285,null,0,0,null,0,0,null,0,0]
[6657,116.09883366343135,318.18181818181819,150.96977962446945,null,0,0,null,{"$f":"$B6686*J$6+$C6686*J$7","v":0},0,null,{"$f":"$B6686*M$6+$C6686*M$7","v":0},0]
[6660,918.06316701151752,0,337.63451209637475,null,0,0,null,0,0,null,0,0]
[6663,303.35920534290409,90.909090909090821,252.81169205806242,null,0,0,null,0,0,null,0,0]
[6667,954.10897779393747,90.909090909090821,0,null,0,0,null,0,0,null,0,0]
[6672,211.54970235493806,0,0,null,0,0,null,0,0,null,0,0]
[6675,223.19810581691956,0,0,null,0,0,null,0,0,null,0,0]
[6678,81.621649326280149,0,0,null,0,0,null,0,0,null,0,0]
[6681,323.87081193098396,318.18181818181819,322.26545586140145,null,0,0,null,0,0,null,0,0]
[6682,508.04022829374691,90.909090909090878,489.39041881418211,null,0,0,null,0,0,null,0,0]
[6685,392.6728448754555,0,658.35911869031202,null,0,0,null,0,0,null,0,0]
[6688,466.54410404117107,0,303.17578044316343,null,0,0,null,0,0,null,0,0]
[6693,211.52766463633682,0,0,null,0,0,null,0,0,null,0,0]
[6696,183.1220554214751,0,0,null,0,0,null,0,0,null,0,0]
[6700,86.043793035096087,0,0,null,0,0,null,0,0,null,0,0]
[6703,124.8525827871434,45.454545454545453,1.4042506248108513,null,0,0,null,0,0,null,0,0]
[6706,1142.147556411516,90.909090909090878,445.98655531373214,null,0,0,null,0,0,null,0,0]
[6707,721.31059898753688,0,519.30204286769288,null,0,0,null,0,0,null,0,0]
[6710,103.7148478840723,90.909090909090878,518.38583337723026,null,0,0,null,0,0,null,0,0]
[6714,181.93468150800703,45.454545454545524,2.6265537514497539,null,0,0,null,0,0,null,0,0]
[6718,197.62966922430894,0,0,null,0,0,null,0,0,null,0,0]
[6721,275.96365823059796,0,0,null,0,0,null,{"$f":"$B6750*J$6+$C6750*J$7","v":0},0,null,{"$f":"$B6750*M$6+$C6750*M$7","v":0},0]
[6725,132.65430246728312,0,0,null,0,0,null,0,0,null,0,0]
[6728,657.86777191157057,0,27.84892714536943,null,0,0,null,0,0,null,0,0]
[6731,797.7177567974602,0,145.12311921150194,null,0,0,null,0,0,null,0,0]
[6732,224.52164528419465,0,160.79901173653366,null,0,0,null,0,0,null,0,0]
[6735,1440.9571482082611,90.909090909090821,123.36392503588949,null,0,0,null,0,0,null,0,0]
[6740,201.59186738115218,181.81818181818187,0,null,0,0,null,0,0,null,0,0]
[6743,269.15023840589532,45.454545454545524,0,null,0,0,null,0,0,null,0,0]
[6746,192.5696253858153,0,0,null,0,0,null,0,0,null,0,0]
[6750,76.029578231222089,0,0,null,0,0,null,0,0,null,0,0]
[6753,1100.7918491559608,318.18181818181819,140.68350683425155,null,0,0,null,0,0,null,0,0]
[6756,58.344859996713204,0,361.62973739351827,null,0,0,null,0,0,null,0,0]
[6760,60.68866319377976,0,192.28271960024361,null,0,0,null,0,0,null,0,0]
[6761,112.09228459790327,0,125.58586131327739,null,0,0,null,0,0,null,0,0]
[6765,119.070252721495,0,0,null,0,0,null,0,0,null,0,0]
[6768,160.91381997258441,0,0,null,0,0,null,0,0,null,0,0]
[6771,215.32301889860338,0,0,null,0,0,null,0,0,null,0,0]
[6775,719.92966044568789,45.454545454545453,0.19779860439296962,null,0,0,null,0,0,null,0,0]
[6778,251.10793982231613,90.909090909090878,363.31746795098968,null,0,0,null,0,0,null,0,0]
[6781,1361.0182623448391,0,277.58162070488322,null,0,0,null,0,0,null,0,0]
[6783,138.44333567233943,90.909090909090821,219.85345955027438,null,0,0,null,0,0,null,0,0]
[6786,630.58571905006011,45.454545454545524,21.35596493677728,null,{"$f":"B6815*$G$6+C6815*$G$7","v":0},{"$f":"D6815*$G$8","v":0},null,0,{"$f":"$D6815*J$8","v":0},null,0,{"$f":"$D6815*M$8","v":0}]
[6790,199.02300398287076,0,0,null,0,0,null,0,0,null,0,0]
[6793,238.92008973850787,0,0,null,0,0,null,0,0,null,0,0]
[6796,118.39380494903077,0,0,null,0,0,null,0,0,null,0,0]
[6800,173.77800764026389,0,69.406043150573751,null,0,0,null,0,0,null,0,0]
[6802,108.28604002969459,90.909090909090878,153.34747604943428,null,0,0,null,0,0,null,0,0]
[6805,200.12433896996646,0,349.96608690738429,null,0,0,null,0,0,null,0,0]
[6808,60.68866319377976,0,122.60450044438819,null,0,0,null,0,0,null,0,0]
[6811,266.92957096151304,90.909090909090821,0,null,0,0,null,0,0,null,0,0]
[6815,305.59970673402756,45.454545454545524,0,null,0,0,null,0,0,null,0,0]
[6818,152.48127059748501,0,0,null,0,0,null,0,0,null,0,0]
[6821,341.19723359056809,0,0,null,0,0,null,0,0,null,0,0]
[6823,126.63197246368466,45.454545454545453,0.14212340662022796,null,0,0,null,0,0,null,0,0]
[6829,327.19448831083736,0,287.17990427163625,null,0,0,null,0,0,null,0,0]
[6830,1370.5131399451097,90.909090909090878,307.08326844131955,null,0,0,null,0,0,null,0,0]
[6833,104.97593796626128,0,60.492386065910303,null,0,0,null,0,0,null,0,0]
[6836,352.87979551638142,181.81818181818187,0,null,0,0,null,0,0,null,0,0]
[6840,213.87670179157107,0,0,null,0,0,null,0,0,null,0,0]
[6843,235.82929970468768,0,0,null,0,0,null,0,0,null,0,0]
[6848,71.027291580229161,0,87.785606411676525,null,0,0,null,0,0,null,0,0]
[6851,552.87907043328585,0,527.02257828781057,null,0,0,null,0,0,null,0,0]
[6854,113.48552753263738,90.909090909090878,544.90483508675084,null,0,0,null,0,0,null,0,0]
[6855,432.19382023363198,90.909090909090821,473.65422793953655,null,0,0,null,0,0,null,0,0]
[6858,266.38432107378793,45.454545454545524,5.9487671397256632,null,0,0,null,0,0,null,0,0]
[6861,245.51698897795362,0,0,null,0,0,null,0,0,null,0,0]
[6865,236.418992324925,0,0,null,0,0,null,0,0,null,0,0]
[6869,130.4505306071618,0,0,null,0,0,null,0,0,null,0,0]
[6873,654.96788361513313,318.18181818181819,13.8786309328481,null,0,0,null,0,0,null,0,0]
[6876,764.25338927768928,0,40.547349127386831,null,0,0,null,0,0,null,0,0]
[6879,175.04313062495686,90.909090909090821,381.52208277626744,null,0,0,null,0,0,null,0,0]
[6880,335.40081040387417,0,256.2450152497214,null,0,0,null,0,0,null,0,0]
[6883,180.61921335516968,90.909090909090821,0,null,0,0,null,0,0,null,0,0]
[6887,247.56961881800186,45.454545454545524,0,null,0,0,null,0,0,null,0,0]
[6890,215.48894455490512,0,0,null,0,0,null,0,0,null,0,0]
[6894,120.63909954394987,0,0,null,0,0,null,0,0,null,0,0]
[6898,233.84258100802273,90.909090909090878,19.605845156225502,null,0,0,null,0,0,null,0,0]
[6901,1276.1321106678652,0,33.409398777175788,null,0,0,null,0,0,null,0,0]
[6904,373.94739538000414,0,251.68782380064292,null,0,0,null,0,0,null,0,0]
[6905,483.77807747122347,0,119.31735512345458,null,0,0,null,0,0,null,0,0]
[6911,173.61075972084623,45.454545454545524,0,null,0,0,null,0,0,null,0,0]
[6913,252.55776459955894,0,0,null,0,0,null,{"$f":"$B6942*J$6+$C6942*J$7","v":0},0,null,{"$f":"$B6942*M$6+$C6942*M$7","v":0},0]
[6916,72.344688033444186,0,0,null,0,0,null,0,0,null,0,0]
[6919,939.25794287623489,45.454545454545453,4.9621215942789135E-2,null,0,0,null,0,0,null,0,0]
[6923,176.61379372271975,0,38.558719236294152,null,0,0,null,0,0,null,0,0]
[6926,75.733905506655844,90.909090909090878,513.16540941290225,null,0,0,null,0,0,null,0,0]
[6929,104.97593796626128,0,143.93527069168709,null,0,0,null,0,0,null,0,0]
[6932,454.04991130404062,181.81818181818187,0,null,0,0,null,0,0,null,0,0]
[6934,179.25774146475209,0,0,null,0,0,null,0,0,null,0,0]
[6938,140.96472615180079,0,0,null,0,0,null,0,0,null,0,0]
[6941,144.84850675995469,0,0,null,0,0,null,0,0,null,0,0]
[6944,106.05876126973187,0,3.9750462364254804,null,0,0,null,0,0,null,0,0]
[6948,790.89313446580115,0,34.050914020553606,null,0,0,null,0,0,null,0,0]
[6951,248.4451590132625,90.909090909090821,374.32218700002306,null,0,0,null,0,0,null,0,0]
[6953,223.72775483635152,0,126.71864106361203,null,0,0,null,0,0,null,0,0]
[6956,632.86506192021852,181.81818181818187,0,null,0,0,null,0,0,null,0,0]
[6959,279.14498655833819,45.454545454545524,0,null,0,0,null,0,0,null,0,0]
[6963,187.49002307206297,0,0,null,0,0,null,0,0,null,0,0]
[6966,1259.8219951311066,0,0,null,0,0,null,0,0,null,0,0]
[6969,1332.0359260341838,318.18181818181819,194.04795035400252,null,0,0,null,0,0,null,0,0]
[6973,666.52140551615389,0,467.40840152914319,null,0,0,null,0,0,null,0,0]
[6974,111.59303844775818,90.909090909090878,412.4597900770757,null,0,0,null,0,0,null,0,0]
[6978,756.30337411612891,45.454545454545524,0.82842259481862401,null,{"$f":"B7007*$G$6+C7007*$G$7","v":0},{"$f":"D7007*$G$8","v":0},null,0,{"$f":"$D7007*J$8","v":0},null,0,{"$f":"$D7007*M$8","v":0}]
[6981,257.53782988429566,0,0,null,0,0,null,0,0,null,0,0]
[6984,216.44391236095754,0,0,null,0,0,null,0,0,null,0,0]
[6988,89.606557542292336,0,0,null,0,0,null,0,0,null,0,0]
[6991,209.83889589516033,45.454545454545453,0,null,0,0,null,0,0,null,0,0]
[6994,117.47553912683196,90.909090909090878,336.23990779073534,null,0,0,null,0,0,null,0,0]
[6999,246.16278595679677,90.909090909090821,511.92238199107652,null,0,0,null,0,0,null,0,0]
[7002,1115.5086376378513,45.454545454545524,0.60818042907750847,null,0,0,null,0,0,null,0,0]
[7003,421.65721967508159,90.909090909090821,0,null,0,0,null,0,0,null,0,0]
[7006,380.69644670162603,0,0,null,0,0,null,0,0,null,0,0]
[7009,331.65269766438252,0,0,null,0,0,null,0,0,null,0,0]
[7013,238.65168869071053,0,0,null,0,0,null,0,0,null,0,0]
[7016,63.579828226603993,0,2.4478315107224149,null,0,0,null,0,0,null,0,0]
[7020,1678.251882740868,0,26.35280828188321,null,0,0,null,0,0,null,0,0]
[7024,155.27721432118651,0,12.997285239750077,null,0,0,null,0,0,null,0,0]
[7027,1323.0145104532942,90.909090909090821,0,null,0,0,null,0,0,null,0,0]
[7028,823.63521575841685,181.81818181818187,0,null,0,0,null,0,0,null,0,0]
[7031,302.74784229937558,45.454545454545524,0,null,0,0,null,0,0,null,0,0]
[7034,139.39453870146426,0,0,null,0,0,null,0,0,null,0,0]
[7038,85.046678092218727,0,0,null,0,0,null,0,0,null,0,0]
[7041,122.04007404496006,318.18181818181819,8.9270989630119058,null,0,0,null,{"$f":"$B7070*J$6+$C7070*J$7","v":0},0,null,{"$f":"$B7070*M$6+$C7070*M$7","v":0},0]
[7046,191.2928150643574,90.909090909090878,24.739406955620872,null,0,0,null,0,0,null,0,0]
[7049,204.95757795452258,0,4.6518220382342523,null,0,0,null,0,0,null,0,0]
[7052,91.92869031606773,181.81818181818187,0,null,0,0,null,0,0,null,0,0]
[7053,1468.1195729872984,0,0,null,0,0,null,0,0,null,0,0]
[7056,231.81990410050688,0,0,null,0,0,null,0,0,null,0,0]
[7060,411.00703304190768,0,0,null,0,0,null,0,0,null,0,0]
[7062,101.37690304720057,0,0,null,0,0,null,0,0,null,0,0]
[7067,643.33897435173128,0,42.255269080146455,null,0,0,null,0,0,null,0,0]
[7071,129.36756038556709,90.909090909090821,31.408183470980706,null,0,0,null,0,0,null,0,0]
[7074,164.48861340118376,45.454545454545524,0.42394974287002768,null,0,0,null,0,0,null,0,0]
[7077,256.95952341866882,0,0,null,0,0,null,0,0,null,0,0]
[7078,201.95980545796488,0,0,null,0,0,null,0,0,null,0,0]
[7081,329.03507581369587,0,0,null,0,0,null,0,0,null,0,0]
[7087,312.99759440318286,45.454545454545453,0,null,0,0,null,0,0,null,0,0]
[7089,936.19773017697366,318.18181818181819,22.904364683868693,null,0,0,null,0,0,null,0,0]
[7092,931.81116728307711,0,56.639346639867853,null,0,0,null,0,0,null,0,0]
[7096,80.625345187799567,0,264.27681078254295,null,0,0,null,0,0,null,0,0]
[7099,1918.9595987532441,90.909090909090821,0,null,0,0,null,0,0,null,0,0]
[7102,211.93224042032412,0,0,null,0,0,null,0,0,null,0,0]
[7103,289.9654145677066,45.454545454545524,0,null,0,0,null,0,0,null,0,0]
[7108,82.94933004817571,0,0,null,0,0,null,0,0,null,0,0]
[7111,329.05986824712204,45.454545454545453,0,null,0,0,null,0,0,null,0,0]
[7114,140.72294666807377,90.909090909090878,47.733646726193129,null,0,0,null,0,0,null,0,0]
[7117,155.78629480325728,0,48.613367475045344,null,0,0,null,0,0,null,0,0]
[7121,118.79661771552989,0,144.7413097841214,null,0,0,null,0,0,null,0,0]
[7124,353.81786773817316,181.81818181818187,0,null,0,0,null,0,0,null,0,0]
[7125,301.44210747225372,0,0,null,0,0,null,0,0,null,0,0]
[7129,322.29832888495969,0,0,null,0,0,null,0,0,null,0,0]
[7132,93.049951073731947,0,0,null,0,0,null,0,0,null,0,0]
[7136,414.39236636721597,0,3.0784136363367169,null,0,0,null,0,0,null,0,0]
[7139,744.41406166030492,0,45.978438673757573,null,0,0,null,0,0,null,0,0]
[7142,151.52464996253724,90.909090909090878,494.53503024915921,null,0,0,null,0,0,null,0,0]
[7146,772.10092904775422,45.454545454545524,0.25300133505564248,null,0,0,null,0,0,null,0,0]
[7149,285.57632743679233,0,0,null,0,0,null,0,0,null,0,0]
[7150,220.64834177475927,0,0,null,0,0,null,0,0,null,0,0]
[7154,197.62911828134398,0,0,null,0,0,null,0,0,null,0,0]
[7157,132.76449106028917,0,0,null,0,0,null,0,0,null,0,0]
[7161,429.03269314794272,318.18181818181819,16.971868686214226,null,0,0,null,0,0,null,0,0]
[7164,154.08298116780395,0,48.221807457402043,null,0,0,null,0,0,null,0,0]
[7168,1162.4240940011825,0,226.05450386909504,null,0,0,null,0,0,null,0,0]
[7171,339.44661231918394,90.909090909090821,0,null,0,0,null,0,0,null,0,0]
[7175,395.30515853854303,45.454545454545524,0,null,0,0,null,0,0,null,0,0]
[7176,257.26327664005555,0,0,null,0,0,null,0,0,null,0,0]
[7179,296.17940844645636,0,0,null,0,0,null,0,0,null,0,0]
[7182,90.119806826131864,0,0,null,0,0,null,0,0,null,0,0]
[7186,811.63233559273522,90.909090909090878,55.010443012467128,null,0,0,null,0,0,null,0,0]
[7189,306.78357561721975,0,86.470330618301645,null,0,0,null,0,0,null,0,0]
[7192,67.519731558128967,0,189.81820961935671,null,0,0,null,0,0,null,0,0]
[7197,326.91761835142927,0,0,null,0,0,null,0,0,null,0,0]
[7200,186.60741244208438,0,0,null,0,0,null,0,0,null,0,0]
[7201,302.24226030513267,0,0,null,0,0,null,0,0,null,0,0]
[7204,96.44743269141911,0,0,null,0,0,null,0,0,null,0,0]
[7207,138.6904335921555,45.454545454545453,0,null,0,0,null,0,0,null,0,0]
[7211,526.0596260147463,0,63.101737255606707,null,0,0,null,0,0,null,0,0]
[7213,632.48729869386261,0,135.18507698028637,null,0,0,null,0,0,null,0,0]
[7219,268.65521615181541,90.909090909090821,0,null,0,0,null,0,0,null,0,0]
[7222,301.64421171659245,0,0,null,0,0,null,0,0,null,0,0]
[7225,259.468884976727,0,0,null,0,0,null,0,0,null,0,0]
[7226,191.01789452480745,0,0,null,0,0,null,0,0,null,0,0]
[7229,122.18638613170658,0,0,null,0,0,null,0,0,null,0,0]
[7233,208.82657492644819,318.18181818181819,34.490786694904088,null,0,0,null,{"$f":"$B7262*J$6+$C7262*J$7","v":0},0,null,{"$f":"$B7262*M$6+$C7262*M$7","v":0},0]
[7238,71.153732990703602,90.909090909090878,110.81167838842688,null,0,0,null,0,0,null,0,0]
[7240,61.936181714263476,0,54.278504587344749,null,0,0,null,0,0,null,0,0]
[7244,562.13693237000086,181.81818181818187,0,null,0,0,null,0,0,null,0,0]
[7247,223.08543798057082,45.454545454545524,0,null,0,0,null,0,0,null,0,0]
[7250,185.07542370399011,0,0,null,0,0,null,0,0,null,0,0]
[7251,204.43151924674603,0,0,null,0,0,null,0,0,null,0,0]
[7254,87.957493424129069,0,0,null,0,0,null,0,0,null,0,0]
[7259,120.03890227784585,0,93.13422874777936,null,0,0,null,0,0,null,0,0]
[7262,75.92857202096657,90.909090909090878,114.86165560935477,null,0,0,null,0,0,null,0,0]
[7265,200.4324079112458,0,20.867336555517099,null,0,0,null,0,0,null,0,0]
[7269,258.19170735995931,0,0,null,0,0,null,0,0,null,0,0]
[7272,174.76507705641228,0,0,null,0,0,null,0,0,null,0,0]
[7275,202.03491734886401,0,0,null,0,0,null,0,0,null,0,0]
[7276,132.75457408691864,0,0,null,0,0,null,0,0,null,0,0]
[7280,231.44097103858866,0,2.8263087686721455,null,0,0,null,0,0,null,0,0]
[7284,421.29156801157382,0,273.5117229279187,null,0,0,null,0,0,null,0,0]
[7287,412.63672233246723,90.909090909090821,19.839113425902646,null,0,0,null,0,0,null,0,0]
[7290,154.41542933528606,45.454545454545524,8.1795206478734075E-2,null,0,0,null,0,0,null,0,0]
[7294,292.93279337736004,0,0,null,0,0,null,0,0,null,0,0]
[7297,209.43729520318416,0,0,null,0,0,null,{"$f":"$B7326*J$6+$C7326*J$7","v":0},0,null,{"$f":"$B7326*M$6+$C7326*M$7","v":0},0]
[7298,132.24146253882037,0,0,null,{"$f":"B7327*$G$6+C7327*$G$7","v":0},{"$f":"D7327*$G$8","v":0},null,0,{"$f":"$D7327*J$8","v":0},null,0,{"$f":"$D7327*M$8","v":0}]
[7301,146.97881955807196,0,0,null,0,0,null,0,0,null,0,0]
[7305,329.04181568263471,318.18181818181819,38.386960290919021,null,0,0,null,0,0,null,0,0]
[7309,881.26311530997077,0,178.19399649155164,null,0,0,null,0,0,null,0,0]
[7312,174.94157163525966,0,10.733719039438249,null,0,0,null,0,0,null,0,0]
[7315,1508.2289554321269,90.909090909090821,0,null,0,0,null,0,0,null,0,0]
[7319,313.24101018751594,45.454545454545524,0,null,0,0,null,0,0,null,0,0]
[7322,218.86677587350616,0,0,null,0,0,null,0,0,null,0,0]
[7326,526.02877320870471,0,0,null,0,0,null,0,0,null,0,0]
[7327,236.22579499185463,45.454545454545453,0,null,0,0,null,0,0,null,0,0]
[7330,347.48973684183471,90.909090909090878,474.39847964284269,null,0,0,null,0,0,null,0,0]
[7334,207.16217622909159,90.909090909090878,644.50335441765174,null,0,0,null,0,0,null,0,0]
[7337,288.96747321038157,0,119.16212835695832,null,0,0,null,0,0,null,0,0]
[7341,223.35512456195315,0,0,null,0,0,null,0,0,null,0,0]
[7344,232.95558119908955,0,0,null,0,0,null,0,0,null,0,0]
[7347,152.23800173127583,0,0,null,0,0,null,0,0,null,0,0]
[7349,128.35694734004645,0,0,null,0,0,null,0,0,null,0,0]
[7352,704.85246344084101,0,13.282853100275023,null,0,0,null,0,0,null,0,0]
[7355,971.57791003380987,0,455.38567018710307,null,0,0,null,0,0,null,0,0]
[7359,1247.9400836757798,90.909090909090821,313.61870588427303,null,0,0,null,0,0,null,0,0]
[7362,188.96811122341197,45.454545454545524,0,null,{"$f":"B7391*$G$6+C7391*$G$7","v":0},{"$f":"D7391*$G$8","v":0},null,0,{"$f":"$D7391*J$8","v":0},null,0,{"$f":"$D7391*M$8","v":0}]
[7366,245.93102261617398,0,0,null,0,0,null,0,0,null,0,0]
[7368,237.68294731053228,0,0,null,0,0,null,0,0,null,0,0]
[7373,137.91580778332283,0,0,null,0,0,null,0,0,null,0,0]
[7374,564.93947822689972,0,0,null,0,0,null,0,0,null,0,0]
[7377,344.05038355880527,318.18181818181819,23.730554854334748,null,0,0,null,0,0,null,0,0]
[7380,1579.9483232002617,0,87.838914317728381,null,0,0,null,0,0,null,0,0]
[7384,846.83790325918744,0,35.870175640465511,null,0,0,null,0,0,null,0,0]
[7387,340.35833110248194,90.909090909090821,0,null,0,0,null,0,0,null,0,0]
[7389,206.78000545901529,0,0,null,0,0,null,0,0,null,0,0]
[7395,211.73151353339813,0,0,null,0,0,null,0,0,null,0,0]
[7398,92.530320033880912,0,0,null,0,0,null,0,0,null,0,0]
[7399,131.93945397015625,45.454545454545453,0,null,0,0,null,0,0,null,0,0]
[7402,683.12990258038974,90.909090909090878,27.675133337031788,null,0,0,null,0,0,null,0,0]
[7406,1146.9634406926739,90.909090909090878,455.48561711079788,null,0,0,null,0,0,null,0,0]
[7409,279.96267774227073,0,110.93199574051901,null,0,0,null,0,0,null,0,0]
[7414,622.07769048875218,0,0,null,0,0,null,0,0,null,0,0]
[7417,332.51923912454748,0,0,null,0,0,null,0,0,null,0,0]
[7420,133.67281236196914,0,0,null,0,0,null,0,0,null,0,0]
[7423,403.12689581307859,45.454545454545453,0,null,0,0,null,0,0,null,0,0]
[7424,753.58162955448074,0,0.71036958671976258,null,0,0,null,0,0,null,0,0]
[7427,572.21367920040586,0,20.191825575681946,null,0,0,null,0,0,null,0,0]
[7431,129.36756038556709,90.909090909090821,372.3509146070752,null,0,0,null,0,0,null,0,0]
[7435,729.86444763877034,90.909090909090821,0,null,0,0,null,0,0,null,0,0]
[7438,152.47566934400714,0,0,null,0,0,null,0,0,null,0,0]
[7442,258.20070609505478,0,0,null,0,0,null,0,0,null,0,0]
[7445,146.79517190306191,0,0,null,0,0,null,0,0,null,0,0]
[7446,269.04069257968172,0,0,null,0,0,null,0,0,null,0,0]
[7449,524.84310905490474,318.18181818181819,25.555825300806887,null,0,0,null,0,0,null,0,0]
[7452,917.73829430980459,0,102.18976914044651,null,0,0,null,0,0,null,0,0]
[7457,158.35542449063848,0,3.9578835998409945,null,0,0,null,0,0,null,0,0]
[7460,407.29046362364051,181.81818181818187,0,null,0,0,null,0,0,null,0,0]
[7463,635.48396930449007,45.454545454545524,0,null,0,0,null,0,0,null,0,0]
[7467,188.85865722102591,0,0,null,0,0,null,0,0,null,0,0]
[7470,81.718982583435462,0,0,null,0,0,null,0,0,null,0,0]
[7471,124.8525827871434,45.454545454545453,0,null,0,0,null,0,0,null,0,0]
[7477,637.43236073555477,0,146.19617635560908,null,0,0,null,0,0,null,0,0]
[7478,536.17806086283883,90.909090909090878,132.5082864070344,null,0,0,null,0,0,null,0,0]
[7482,1519.5958270389779,45.454545454545524,0,null,0,0,null,0,0,null,0,0]
[7485,531.4635500872464,0,0,null,0,0,null,0,0,null,0,0]
[7488,162.03829456421136,0,0,null,0,0,null,0,0,null,0,0]
[7492,86.319264517611259,0,0,null,0,0,null,0,0,null,0,0]
[7495,124.8525827871434,45.454545454545453,0,null,0,0,null,0,0,null,0,0]
[7498,66.116461461431186,90.909090909090878,333.70348274718077,null,0,0,null,0,0,null,0,0]
[7500,182.63428724976808,0,561.31149382013109,null,0,0,null,0,0,null,0,0]
[7503,129.36756038556709,90.909090909090821,424.57413774678014,null,0,0,null,0,0,null,0,0]
[7507,405.9855552109662,90.909090909090821,0,null,0,0,null,0,0,null,0,0]
[7510,236.74836439418584,0,0,null,0,0,null,0,0,null,0,0]
[7514,200.6737209299292,0,0,null,0,0,null,0,0,null,0,0]
[7517,154.52425893564492,0,0,null,0,0,null,0,0,null,0,0]
[7519,135.22867529521488,45.454545454545453,0,null,0,0,null,0,0,null,0,0]
[7522,561.88377591404583,90.909090909090878,346.97032853085722,null,0,0,null,0,0,null,0,0]
[7525,353.87360480146879,0,328.72944758724213,null,0,0,null,0,0,null,0,0]
[7528,715.53634941870871,0,74.24924289965422,null,0,0,null,0,0,null,0,0]
[7532,140.15208527838101,181.81818181818187,0,null,0,0,null,0,0,null,0,0]
[7535,241.7981239639989,45.454545454545524,0,null,0,0,null,0,0,null,0,0]
[7539,263.92876827864774,0,0,null,0,0,null,0,0,null,0,0]
[7540,98.842749055716055,0,0,null,0,0,null,0,0,null,0,0]
[7546,66.116461461431186,90.909090909090878,23.653890353199472,null,0,0,null,0,0,null,0,0]
[7547,190.86684432856148,0,37.261213242238178,null,0,0,null,0,0,null,0,0]
[7550,277.035091706505,90.909090909090878,34.569053153089925,null,0,0,null,0,0,null,0,0]
[7553,104.97593796626128,0,1.4967324026815811,null,0,0,null,{"$f":"$B7582*J$6+$C7582*J$7","v":0},0,null,{"$f":"$B7582*M$6+$C7582*M$7","v":0},0]
[7557,478.09912267058019,0,0,null,0,0,null,0,0,null,0,0]
[7560,285.63794122504828,0,0,null,0,0,null,0,0,null,0,0]
[7565,122.18638613170658,0,0,null,0,0,null,0,0,null,0,0]
[7568,113.46156151365864,0,0.52225078072987385,null,0,0,null,0,0,null,0,0]
[7571,120.03890227784585,0,144.26530318504564,null,0,0,null,0,0,null,0,0]
[7572,562.20237153891048,0,197.31935072359201,null,0,0,null,0,0,null,0,0]
[7575,1235.9324654005982,90.909090909090821,113.00890519998275,null,0,0,null,0,0,null,0,0]
[7579,351.04102337059254,90.909090909090821,0,null,0,0,null,0,0,null,0,0]
[7582,260.66029913860524,0,0,null,0,0,null,0,0,null,0,0]
[7586,157.48383271996056,0,0,null,0,0,null,0,0,null,0,0]
[7590,75.056245659668548,0,0,null,0,0,null,0,0,null,0,0]
[7593,116.09883366343135,318.18181818181819,5.9614400804659926,null,0,0,null,0,0,null,0,0]
[7596,269.20451455209508,0,28.542555409294234,null,0,0,null,0,0,null,0,0]
[7597,115.20805071280478,0,55.206177904735959,null,0,0,null,0,0,null,0,0]
[7600,99.266516019651817,0,237.17054720178251,null,0,0,null,0,0,null,0,0]
[7604,185.02335959379468,181.81818181818187,0,null,0,0,null,0,0,null,0,0]
[7607,365.97038401315746,45.454545454545524,0,null,0,0,null,0,0,null,0,0]
[7611,201.84842315520135,0,0,null,0,0,null,0,0,null,0,0]
[7615,278.1358426940576,45.454545454545453,0,null,0,0,null,0,0,null,0,0]
[7618,129.94951684833731,90.909090909090878,40.796283449041042,null,{"$f":"B7647*$G$6+C7647*$G$7","v":0},{"$f":"D7647*$G$8","v":0},null,0,{"$f":"$D7647*J$8","v":0},null,0,{"$f":"$D7647*M$8","v":0}]
[7619,984.02024985554795,0,57.627485358471986,null,0,0,null,0,0,null,0,0]
[7622,575.49702380050405,90.909090909090878,62.121872313071108,null,0,0,null,0,0,null,0,0]
[7625,316.06520810294086,0,1.571234836457903,null,0,0,null,0,0,null,0,0]
[7628,953.99842190562151,181.81818181818187,0,null,0,0,null,0,0,null,0,0]
[7633,225.26864130333107,0,0,null,0,0,null,0,0,null,0,0]
[7636,79.524301282237076,0,0,null,0,0,null,0,0,null,0,0]
[7640,847.15423634494243,0,0.80248502847611369,null,0,0,null,0,0,null,0,0]
[7643,3021.7709660770552,0,506.99112698749639,null,0,0,null,0,0,null,0,0]
[7644,864.50311811273434,0,553.68925328430817,null,0,0,null,0,0,null,0,0]
[7647,756.70226600519391,90.909090909090821,370.42162532148859,null,0,0,null,0,0,null,0,0]
[7653,866.69416319036384,0,0,null,0,0,null,0,0,null,0,0]
[7655,329.69969667717726,45.454545454545524,0,null,0,0,null,0,0,null,0,0]
[7658,245.4769537891616,0,0,null,0,0,null,0,0,null,0,0]
[7661,124.17014810112585,0,0,null,0,0,null,0,0,null,0,0]
[7665,827.6834528416324,318.18181818181819,8.734587851624191,null,0,0,null,0,0,null,0,0]
[7668,58.344859996713204,0,20.711239716945354,null,0,0,null,0,0,null,0,0]
[7669,115.20805071280478,0,30.632821472937774,null,0,0,null,0,0,null,0,0]
[7674,614.48193165370617,45.454545454545524,0,null,0,0,null,0,0,null,0,0]
[7676,250.89869168419767,181.81818181818187,0,null,0,0,null,0,0,null,0,0]
[7680,230.02226902944042,0,0,null,0,0,null,0,0,null,0,0]
[7683,206.68120302062005,0,0,null,0,0,null,0,0,null,0,0]
[7687,124.8525827871434,45.454545454545453,0,null,0,0,null,0,0,null,0,0]
[7690,212.01791205138636,90.909090909090878,92.561539582438328,null,0,0,null,0,0,null,0,0]
[7693,480.55642011844282,0,236.44553949772396,null,0,0,null,0,0,null,0,0]
[7695,134.95963148062506,90.909090909090821,158.02311714011907,null,0,0,null,0,0,null,0,0]
[7698,1188.8415337029048,45.454545454545524,0,null,0,0,null,0,0,null,0,0]
[7701,429.59704239178899,0,0,null,0,0,null,0,0,null,0,0]
[7705,237.88431696425073,0,0,null,0,0,null,0,0,null,0,0]
[7708,106.43786512396943,0,0,null,0,0,null,0,0,null,0,0]
[7712,59.117741152823243,0,0.15898138420267519,null,0,0,null,0,0,null,0,0]
[7716,87.370371871061707,0,45.927996035942698,null,0,0,null,0,0,null,0,0]
[7719,173.72327145668811,90.909090909090821,33.252801087977396,null,0,0,null,0,0,null,0,0]
[7720,113.53827113915631,0,15.380380996020545,null,0,0,null,0,0,null,0,0]
[7723,245.02609879611171,90.909090909090821,0,null,0,0,null,0,0,null,0,0]
[7726,244.71371413493947,0,0,null,0,0,null,0,0,null,0,0]
[7730,159.07220128814288,0,0,null,0,0,null,0,0,null,0,0]
[7733,122.18638613170658,0,0,null,0,0,null,0,0,null,0,0]
[7737,365.08303527367946,318.18181818181819,8.2794286541655087,null,0,0,null,0,0,null,0,0]
[7741,235.11582856497327,0,45.289514079345992,null,0,0,null,0,0,null,0,0]
[7744,723.25685092342064,0,15.908722553046193,null,0,0,null,0,0,null,0,0]
[7745,195.00901718731458,0,0.98932841560809137,null,0,0,null,{"$f":"$B7774*J$6+$C7774*J$7","v":0},0,null,{"$f":"$B7774*M$6+$C7774*M$7","v":0},0]
[7748,229.4079676234316,181.81818181818187,0,null,0,0,null,0,0,null,0,0]
[7752,345.42608814248604,0,0,null,0,0,null,0,0,null,0,0]
[7755,248.56618281791413,0,0,null,0,0,null,0,0,null,0,0]
[7758,98.085661597936777,0,0,null,0,0,null,0,0,null,0,0]
[7763,182.28628412590663,0,63.968911808923295,null,0,0,null,0,0,null,0,0]
[7766,174.41642198337553,90.909090909090878,75.651055671007313,null,0,0,null,0,0,null,0,0]
[7769,652.96024745056241,0,0.96052609925430488,null,0,0,null,0,0,null,0,0]
[7770,650.12307482831125,45.454545454545524,0,null,0,0,null,0,0,null,0,0]
[7773,731.75849772871732,0,0,null,0,0,null,0,0,null,0,0]
[7777,268.0850820068365,0,0,null,0,0,null,0,0,null,0,0]
[7779,266.1095841818929,0,0,null,0,0,null,0,0,null,0,0]
[7784,256.40142737747584,0,6.1170123828089083E-2,null,0,0,null,0,0,null,0,0]
[7788,58.344859996713204,0,74.304007434990623,null,0,0,null,0,0,null,0,0]
[7791,129.36756038556709,90.909090909090821,41.994879805142233,null,0,0,null,0,0,null,0,0]
[7792,462.21084579738016,0,22.723114939827461,null,0,0,null,0,0,null,0,0]
[7795,289.70950156044995,90.909090909090821,0,null,0,0,null,0,0,null,0,0]
[7798,271.86978470511247,0,0,null,0,0,null,0,0,null,0,0]
[7804,198.67646085786663,0,0,null,0,0,null,0,0,null,0,0]
[7806,125.74627655310192,0,0,null,0,0,null,0,0,null,0,0]
[7809,153.29619237478002,318.18181818181819,17.755617843727919,null,0,0,null,{"$f":"$B7838*J$6+$C7838*J$7","v":0},0,null,{"$f":"$B7838*M$6+$C7838*M$7","v":0},0]
[7813,115.20805071280478,0,278.82618100400583,null,0,0,null,0,0,null,0,0]
[7816,60.68866319377976,0,6.351659814985803,null,0,0,null,0,0,null,0,0]
[7817,104.97593796626128,0,0.81027155063941836,null,0,0,null,0,0,null,0,0]
[7820,236.97195541416065,181.81818181818187,0,null,0,0,null,0,0,null,0,0]
[7825,294.14422513363422,0,0,null,0,0,null,0,0,null,0,0]
[7828,78.413232969425948,0,0,null,0,0,null,0,0,null,0,0]
[7831,451.08446079476482,45.454545454545453,0,null,0,0,null,0,0,null,0,0]
[7834,280.1159959870559,90.909090909090878,27.145359907747931,null,0,0,null,0,0,null,0,0]
[7838,248.68769788004303,90.909090909090878,49.96986365362023,null,0,0,null,0,0,null,0,0]
[7841,469.67318461106106,0,0.89336549389888575,null,0,0,null,0,0,null,0,0]
[7842,193.82568352225687,45.454545454545524,0,null,0,0,null,0,0,null,0,0]
[7846,725.52182336457417,0,0,null,0,0,null,0,0,null,0,0]
[7849,322.36581939817603,0,0,null,0,0,null,0,0,null,0,0]
[7853,146.90153327893751,0,0,null,0,0,null,0,0,null,0,0]
[7856,66.224907238191193,0,2.0694589654340418E-2,null,0,0,null,0,0,null,0,0]
[7860,62.625264445392411,0,66.888864849915137,null,0,0,null,0,0,null,0,0]
[7863,928.78727182583339,90.909090909090821,40.851625493496542,null,0,0,null,0,0,null,0,0]
[7866,802.22896961895583,45.454545454545524,0,null,0,0,null,0,0,null,0,0]
[7867,1313.8817125696405,90.909090909090821,0,null,0,0,null,0,0,null,0,0]
[7871,351.48462428126959,45.454545454545524,0,null,0,0,null,0,0,null,0,0]
[7874,237.51821536398819,0,0,null,{"$f":"B7903*$G$6+C7903*$G$7","v":0},{"$f":"D7903*$G$8","v":0},null,0,{"$f":"$D7903*J$8","v":0},null,0,{"$f":"$D7903*M$8","v":0}]
[7878,102.44644862521397,0,0,null,0,0,null,0,0,null,0,0]
[7881,123.15090361581973,318.18181818181819,23.898451531859308,null,0,0,null,0,0,null,0,0]
[7885,1174.7063573444318,0,72.277994772404597,null,0,0,null,0,0,null,0,0]
[7888,632.76692061338076,0,151.72346844415199,null,0,0,null,0,0,null,0,0]
[7892,1059.3149344480992,181.81818181818187,0,null,0,0,null,0,0,null,0,0]
[7893,1281.1465180640882,0,0,null,0,0,null,0,0,null,0,0]
[7896,314.91009190007543,0,0,null,0,0,null,0,0,null,0,0]
[7900,197.1165576762107,0,0,null,0,0,null,0,0,null,0,0]
[7903,518.04358952120992,45.454545454545453,0,null,0,0,null,0,0,null,0,0]
[7906,67.601160928360457,90.909090909090878,365.87845710174662,null,0,0,null,0,0,null,0,0]
[7910,864.25164937872898,90.909090909090878,375.32560134363342,null,0,0,null,0,0,null,0,0]
[7913,183.31690558344073,0,2.1185876257323795,null,0,0,null,0,0,null,0,0]
[7917,285.92994099651423,0,0,null,0,0,null,0,0,null,0,0]
[7918,355.09385164518335,0,0,null,0,0,null,0,0,null,0,0]
[7921,338.57263312899096,0,0,null,0,0,null,0,0,null,0,0]
[7925,488.82387025168822,0,0,null,0,0,null,0,0,null,0,0]
[7928,59.117741152823243,0,0,null,0,0,null,0,0,null,0,0]
[7931,120.03890227784585,0,295.63130356653375,null,0,0,null,0,0,null,0,0]
[7934,158.49763205229564,90.909090909090878,326.92474246010846,null,0,0,null,0,0,null,0,0]
[7939,1042.6286166900527,90.909090909090821,0,null,0,0,null,0,0,null,0,0]
[7942,542.41427610784467,0,0,null,0,0,null,0,0,null,0,0]
[7943,357.74783573156202,45.454545454545524,0,null,0,0,null,0,0,null,0,0]
[7946,186.47261506330702,0,0,null,0,0,null,0,0,null,0,0]
[7950,71.153732990703602,0,0,null,0,0,null,0,0,null,0,0]
[7953,197.44400144509379,318.18181818181819,100.06849051589691,null,0,0,null,0,0,null,0,0]
[7955,422.92025642241362,0,470.39676277803392,null,0,0,null,0,0,null,0,0]
[7961,257.89916582791085,0,7.560744723490636,null,0,0,null,0,0,null,0,0]
[7964,367.73946187386974,181.81818181818187,0,null,0,0,null,0,0,null,0,0]
[7965,1197.8914146703212,0,0,null,0,0,null,0,0,null,0,0]
[7968,254.84224960405737,0,0,null,0,0,null,0,0,null,0,0]
[7971,181.99895818726063,0,0,null,0,0,null,0,0,null,0,0]
[7975,279.83348161697108,45.454545454545453,0,null,0,0,null,0,0,null,0,0]
[7980,58.344859996713204,0,41.190548355223953,null,0,0,null,0,0,null,0,0]
[7982,1184.2686152693254,90.909090909090878,33.667953515584394,null,0,0,null,0,0,null,0,0]
[7986,266.09121941639171,45.454545454545524,0,null,0,0,null,0,0,null,0,0]
[7989,420.05590394722105,0,0,null,0,0,null,0,0,null,0,0]
[7990,394.24284867813691,0,0,null,0,0,null,0,0,null,0,0]
[7993,246.52053158875643,0,0,null,0,0,null,0,0,null,0,0]
[7997,168.68597238026734,0,0,null,0,0,null,0,0,null,0,0]
[8001,683.0923282701749,318.18181818181819,2.7690064378021573,null,0,0,null,{"$f":"$B8030*J$6+$C8030*J$7","v":0},0,null,{"$f":"$B8030*M$6+$C8030*M$7","v":0},0]
[8004,551.51376948926145,0,44.24972390595947,null,0,0,null,0,0,null,0,0]
[8007,237.84138014250951,90.909090909090821,33.772298274436707,null,0,0,null,0,0,null,0,0]
[8011,484.0455419159801,90.909090909090821,0,null,0,0,null,0,0,null,0,0]
[8014,852.70085464538556,0,0,null,0,0,null,0,0,null,0,0]
[8015,381.10249166685333,45.454545454545524,0,null,0,0,null,0,0,null,0,0]
[8018,302.99457292388144,0,0,null,0,0,null,0,0,null,0,0]
[8022,183.7588536652226,0,0,null,0,0,null,0,0,null,0,0]
[8026,336.22377962141212,90.909090909090878,113.67897862372044,null,0,0,null,0,0,null,0,0]
[8029,1181.9475843814801,0,244.43940741248358,null,0,0,null,0,0,null,0,0]
[8033,768.70537573044487,0,0.9273971063328813,null,0,0,null,0,0,null,0,0]
[8036,308.49206547660941,181.81818181818187,0,null,0,0,null,0,0,null,0,0]
[8039,487.41942480999842,45.454545454545524,0,null,0,0,null,0,0,null,0,0]
[8043,204.56925498800371,0,0,null,0,0,null,0,0,null,0,0]
[8044,97.87070201774749,0,0,null,0,0,null,0,0,null,0,0]
[8047,124.8525827871434,45.454545454545453,0,null,0,0,null,0,0,null,0,0]
[8051,527.81805231146836,0,490.50862018292435,null,0,0,null,0,0,null,0,0]
[8054,321.67112623118646,90.909090909090878,548.25375338705862,null,0,0,null,0,0,null,0,0]
[8058,568.22207905399569,45.454545454545524,0,null,0,0,null,0,0,null,0,0]
[8061,296.61933640403294,0,0,null,0,0,null,0,0,null,0,0]
[8064,648.65472000267789,0,0,null,0,0,null,0,0,null,0,0]
[8066,285.1794648543156,0,0,null,{"$f":"B8095*$G$6+C8095*$G$7","v":0},{"$f":"D8095*$G$8","v":0},null,0,{"$f":"$D8095*J$8","v":0},null,0,{"$f":"$D8095*M$8","v":0}]
[8069,199.36842685717917,0,0,null,0,0,null,0,0,null,0,0]
[8073,183.50938669065687,318.18181818181819,1.7387730341582959,null,0,0,null,0,0,null,0,0]
[8076,803.87701449263386,0,140.1118669755634,null,0,0,null,0,0,null,0,0]
[8079,282.51424153145024,90.909090909090821,128.13676143471369,null,0,0,null,0,0,null,0,0]
[8083,391.42945842720957,90.909090909090821,0,null,0,0,null,0,0,null,0,0]
[8085,346.26517427822722,0,0,null,0,0,null,0,0,null,0,0]
[8090,302.48403244295372,0,0,null,0,0,null,0,0,null,0,0]
[8091,366.62793444192113,0,0,null,0,0,null,0,0,null,0,0]
[8094,71.153732990703602,0,0,null,0,0,null,0,0,null,0,0]
[8098,76.58437779700769,90.909090909090878,6.9106631168582684,null,0,0,null,0,0,null,0,0]
[8101,554.19343670019316,0,19.359236548540409,null,0,0,null,0,0,null,0,0]
[8104,470.38105449729738,0,166.04618528094511,null,0,0,null,0,0,null,0,0]
[8106,250.76306789097265,45.454545454545524,0,null,0,0,null,0,0,null,0,0]
[8112,442.86530999478708,0,0,null,0,0,null,0,0,null,0,0]
[8115,184.1292709853779,0,0,null,0,0,null,0,0,null,0,0]
[8116,187.44466210127553,0,0,null,0,0,null,0,0,null,0,0]
[8119,645.87677374916757,45.454545454545453,0,null,0,0,null,0,0,null,0,0]
[8123,161.46897306010592,0,259.86522331432724,null,0,0,null,0,0,null,0,0]
[8126,2633.3209704751989,90.909090909090878,302.89482362693025,null,0,0,null,0,0,null,0,0]
[8131,986.46815372585718,90.909090909090821,0,null,0,0,null,0,0,null,0,0]
[8134,913.34158580120732,0,0,null,0,0,null,0,0,null,0,0]
[8137,243.27437563879772,0,0,null,0,0,null,0,0,null,0,0]
[8138,192.16569236862063,0,0,null,0,0,null,0,0,null,0,0]
[8141,136.52926798799643,0,0,null,0,0,null,0,0,null,0,0]
[8144,977.98308112142536,0,0,null,0,0,null,0,0,null,0,0]
[8148,58.344859996713204,0,552.92468108451169,null,0,0,null,0,0,null,0,0]
[8152,336.95964659265445,0,233.31713390772043,null,0,0,null,0,0,null,0,0]
[8155,202.59283892478473,90.909090909090821,0,null,0,0,null,0,0,null,0,0]
[8159,282.33568091648402,45.454545454545524,0,null,0,0,null,0,0,null,0,0]
[8162,197.89448914283358,0,0,null,0,0,null,0,0,null,0,0]
[8163,223.03759776644077,0,0,null,0,0,null,0,0,null,0,0]
[8166,77.21410560603735,0,0,null,0,0,null,0,0,null,0,0]
[8169,1205.3044440886313,318.18181818181819,3.5125343439060472,null,0,0,null,0,0,null,0,0]
[8173,115.20805071280478,0,93.002499054544231,null,0,0,null,0,0,null,0,0]
[8177,229.76222394994608,0,0.62737773393405782,null,0,0,null,0,0,null,0,0]
[8181,283.7437074874465,0,0,null,0,0,null,0,0,null,0,0]
[8184,158.45229862865631,0,0,null,0,0,null,0,0,null,0,0]
[8187,275.70967352371906,0,0,null,0,0,null,0,0,null,0,0]
[8188,113.66440034861728,0,0,null,0,0,null,0,0,null,0,0]
[8191,587.31080197582207,45.454545454545453,0,null,0,0,null,0,0,null,0,0]
[8194,668.54624028361604,90.909090909090878,14.962354271102969,null,{"$f":"B8223*$G$6+C8223*$G$7","v":0},{"$f":"D8223*$G$8","v":0},null,0,{"$f":"$D8223*J$8","v":0},null,0,{"$f":"$D8223*M$8","v":0}]
[8199,919.24448055237019,90.909090909090821,23.128250260180483,null,0,0,null,0,0,null,0,0]
[8202,2507.9823641690714,45.454545454545524,0,null,0,0,null,0,0,null,0,0]
[8206,243.42588495418099,0,0,null,0,0,null,0,0,null,0,0]
[8209,392.64566502251398,0,0,null,0,0,null,0,0,null,0,0]
[8212,111.37798704374134,0,0,null,0,0,null,0,0,null,0,0]
[8213,146.31768800003556,0,0,null,0,0,null,0,0,null,0,0]
[8219,394.20556820416999,0,99.509715272119593,null,0,0,null,0,0,null,0,0]
[8220,209.94739492974034,0,127.83502631273477,null,0,0,null,0,0,null,0,0]
[8224,341.82035008401721,0,42.721387136418791,null,0,0,null,0,0,null,0,0]
[8227,2214.619835278987,90.909090909090821,0,null,0,0,null,0,0,null,0,0]
[8231,431.29413037173725,45.454545454545524,0,null,0,0,null,0,0,null,0,0]
[8234,162.73633930090483,0,0,null,0,0,null,0,0,null,0,0]
[8237,144.23328711567083,0,0,null,0,0,null,0,0,null,0,0]
[8240,70.136600453430091,0,0,null,0,0,null,0,0,null,0,0]
[8242,282.54981408222562,90.909090909090878,63.125149230944238,null,0,0,null,0,0,null,0,0]
[8246,213.69535891463141,90.909090909090878,123.75570069145743,null,0,0,null,0,0,null,0,0]
[8249,160.79940748351302,0,0.518424812214338,null,0,0,null,0,0,null,0,0]
[8252,138.33939109960369,181.81818181818187,0,null,0,0,null,0,0,null,0,0]
[8256,207.16970578294689,0,0,null,0,0,null,0,0,null,0,0]
[8257,331.33342621614747,0,0,null,0,0,null,{"$f":"$B8286*J$6+$C8286*J$7","v":0},0,null,{"$f":"$B8286*M$6+$C8286*M$7","v":0},0]
[8261,302.06078887483449,0,0,null,0,0,null,0,0,null,0,0]
[8262,90.458958133021781,0,0,null,0,0,null,0,0,null,0,0]
[8263,222.17950409840597,45.454545454545453,0,null,0,0,null,0,0,null,0,0]
[8264,801.28042948082862,0,0,null,0,0,null,0,0,null,0,0]
[8265,558.14328455223722,318.18181818181819,12.52075211035238,null,0,0,null,0,0,null,0,0]
[8266,116.68246591105348,90.909090909090878,259.20142444065527,null,0,0,null,0,0,null,0,0]
[8267,123.17927717851882,0,441.41098150727242,null,0,0,null,0,0,null,0,0]
[8268,58.344859996713204,0,573.89470545403242,null,0,0,null,0,0,null,0,0]
[8269,115.20805071280478,0,534.49588180573073,null,0,0,null,0,0,null,0,0]
[8270,582.64807983894286,90.909090909090878,520.28360054948303,null,0,0,null,0,0,null,0,0]
[8271,133.99548129182196,90.909090909090821,383.42319620302897,null,0,0,null,0,0,null,0,0]
[8272,511.72487056719075,0,237.95700906972667,null,0,0,null,0,0,null,0,0]
[8273,401.03808738499356,0,4.2006139362940713,null,0,0,null,0,0,null,0,0]
[8274,732.55892603307893,45.454545454545524,0,null,0,0,null,0,0,null,0,0]
[8275,838.34943317313753,90.909090909090821,0,null,0,0,null,0,0,null,0,0]
[8276,573.36946571721182,181.81818181818187,0,null,0,0,null,0,0,null,0,0]
[8277,959.16231849302335,0,0,null,0,0,null,0,0,null,0,0]
[8278,254.63601328748115,0,0,null,0,0,null,0,0,null,0,0]
[8279,216.89182899152721,45.454545454545524,0,null,0,0,null,0,0,null,0,0]
[8280,223.88586628493232,0,0,null,0,0,null,0,0,null,0,0]
[8281,192.07340942197791,0,0,null,0,0,null,0,0,null,0,0]
[8282,118.66071845082247,0,0,null,0,0,null,0,0,null,0,0]
[8283,137.21647751304434,0,0,null,0,0,null,0,0,null,0,0]
[8284,57.670230336033512,0,0,null,0,0,null,0,0,null,0,0]
[8285,129.12826749108885,0,0,null,0,0,null,0,0,null,0,0]
[8286,72.641278996285521,0,0,null,0,0,null,0,0,null,0,0]
[8287,124.8525827871434,45.454545454545453,0,null,0,0,null,0,0,null,0,0]
[8288,717.50528174816225,0,0,null,0,0,null,0,0,null,0,0]
[8289,1322.430694558017,318.18181818181819,1.057028519723235,null,0,0,null,0,0,null,0,0]
[8290,354.41067777735446,90.909090909090878,16.119144493184844,null,0,0,null,0,0,null,0,0]
[8291,135.01835006359971,0,31.170400994882037,null,0,0,null,0,0,null,0,0]
[8292,93.637571230182658,0,38.948655795060503,null,0,0,null,0,0,null,0,0]
[8293,152.94698544053995,0,39.073208300263978,null,0,0,null,0,0,null,0,0]
[8294,326.79237065071226,90.909090909090878,32.255340720283762,null,0,0,null,0,0,null,0,0]
[8295,202.45621425184001,90.909090909090821,26.569725574496289,null,0,0,null,0,0,null,0,0]
[8296,118.15180876107081,0,11.431049051226026,null,0,0,null,0,0,null,0,0]
[8297,452.27009005551002,0,0.52483966319669795,null,0,0,null,0,0,null,0,0]
[8298,774.98091912077064,45.454545454545524,0,null,0,0,null,0,0,null,0,0]
[8299,741.21241271953818,90.909090909090821,0,null,0,0,null,0,0,null,0,0]
[8300,1286.9754946341095,181.81818181818187,0,null,0,0,null,0,0,null,0,0]
[8301,326.53260104270061,0,0,null,0,0,null,0,0,null,0,0]
[8302,224.61503929915003,0,0,null,0,0,null,0,0,null,0,0]
[8303,277.80500144355699,45.454545454545524,0,null,0,0,null,0,0,null,0,0]
[8304,246.92216901026356,0,0,null,0,0,null,0,0,null,0,0]
[8305,243.15500466304118,0,0,null,0,0,null,0,0,null,0,0]
[8306,184.0484660171735,0,0,null,0,0,null,0,0,null,0,0]
[8307,176.02122701668137,0,0,null,0,0,null,0,0,null,0,0]
[8308,87.613980485432592,0,0,null,0,0,null,0,0,null,0,0]
[8309,138.87995797212596,0,0,null,0,0,null,0,0,null,0,0]
[8310,71.153732990703602,0,0,null,0,0,null,0,0,null,0,0]
[8311,312.82569101571056,45.454545454545453,0,null,0,0,null,0,0,null,0,0]
[8312,585.63859825312784,0,0,null,0,0,null,0,0,null,0,0]
[8313,1066.4735200403934,318.18181818181819,0.91148436232756946,null,0,0,null,0,0,null,0,0]
[8314,2117.0010978439136,90.909090909090878,20.815637773590449,null,0,0,null,0,0,null,0,0]
[8315,875.82282900177813,0,42.971558039614735,null,0,0,null,0,0,null,0,0]
[8316,103.46628078301617,0,57.785007532668018,null,0,0,null,0,0,null,0,0]
[8317,115.20805071280478,0,61.4996048624254,null,0,0,null,0,0,null,0,0]
[8318,973.14391949999481,90.909090909090878,55.488438338753419,null,0,0,null,0,0,null,0,0]
[8319,243.0454129249139,90.909090909090821,40.538276595963943,null,0,0,null,0,0,null,0,0]
[8320,104.79891080921425,0,18.460723783944477,null,0,0,null,0,0,null,0,0]
[8321,140.79834137636169,0,0.39650252839438582,null,0,0,null,{"$f":"$B8350*J$6+$C8350*J$7","v":0},0,null,{"$f":"$B8350*M$6+$C8350*M$7","v":0},0]
[8322,133.19413474918525,45.454545454545524,0,null,{"$f":"B8351*$G$6+C8351*$G$7","v":0},{"$f":"D8351*$G$8","v":0},null,0,{"$f":"$D8351*J$8","v":0},null,0,{"$f":"$D8351*M$8","v":0}]
[8323,234.76827537786687,90.909090909090821,0,null,0,0,null,0,0,null,0,0]
[8324,170.37093961498525,181.81818181818187,0,null,0,0,null,0,0,null,0,0]
[8325,440.21435609471615,0,0,null,0,0,null,0,0,null,0,0]
[8326,276.23857877014831,0,0,null,0,0,null,0,0,null,0,0]
[8327,278.05623143561075,45.454545454545524,0,null,0,0,null,0,0,null,0,0]
[8328,232.9712830735929,0,0,null,0,0,null,0,0,null,0,0]
[8329,278.39175570131425,0,0,null,0,0,null,0,0,null,0,0]
[8330,190.9882354285233,0,0,null,0,0,null,0,0,null,0,0]
[8331,268.6119671290607,0,0,null,0,0,null,0,0,null,0,0]
[8332,110.68930833745343,0,0,null,0,0,null,0,0,null,0,0]
[8333,143.20486024761422,0,0,null,0,0,null,0,0,null,0,0]
[8334,75.395993821437244,0,0,null,0,0,null,0,0,null,0,0]
[8335,253.51043680992396,45.454545454545453,0,null,0,0,null,0,0,null,0,0]
[8336,136.274640514325,0,0,null,0,0,null,0,0,null,0,0]
[8337,284.7406387826689,318.18181818181819,0.80041997144542942,null,0,0,null,0,0,null,0,0]
[8338,167.33818224014814,90.909090909090878,13.553421065534925,null,0,0,null,0,0,null,0,0]
[8339,330.98734221028087,0,29.487293390273798,null,0,0,null,0,0,null,0,0]
[8340,500.74655148642739,0,38.364626985177608,null,0,0,null,0,0,null,0,0]
[8341,989.59686700043665,0,45.661531802858036,null,0,0,null,0,0,null,0,0]
[8342,301.36139432787672,90.909090909090878,40.504047697578123,null,0,0,null,0,0,null,0,0]
[8343,351.22715026894559,90.909090909090821,34.111486451759603,null,0,0,null,0,0,null,0,0]
[8344,270.34752929273367,0,15.913038082917968,null,0,0,null,0,0,null,0,0]
[8345,316.71323640079214,0,0.49417755537435604,null,0,0,null,0,0,null,0,0]
[8346,200.8191698726971,45.454545454545524,0,null,0,0,null,0,0,null,0,0]
[8347,522.84946500516958,90.909090909090821,0,null,0,0,null,0,0,null,0,0]
[8348,331.94653391239854,181.81818181818187,0,null,0,0,null,0,0,null,0,0]
[8349,353.45130701877281,0,0,null,0,0,null,0,0,null,0,0]
[8350,173.06633624756881,0,0,null,0,0,null,0,0,null,0,0]
[8351,280.39654532723216,45.454545454545524,0,null,0,0,null,0,0,null,0,0]
[8352,199.82490146847252,0,0,null,0,0,null,0,0,null,0,0]
[8353,277.18509878407031,0,0,null,0,0,null,0,0,null,0,0]
[8354,180.69561077965389,0,0,null,0,0,null,0,0,null,0,0]
[8355,180.46825498275135,0,0,null,0,0,null,0,0,null,0,0]
[8356,179.79344167441673,0,0,null,0,0,null,0,0,null,0,0]
[8357,143.02415095508417,0,0,null,0,0,null,0,0,null,0,0]
[8358,77.39775326104747,0,0,null,0,0,null,0,0,null,0,0]
[8359,124.8525827871434,45.454545454545453,0,null,0,0,null,0,0,null,0,0]
[8360,59.117741152823243,0,0,null,0,0,null,0,0,null,0,0]
[8361,122.85706736780352,318.18181818181819,1.8041944569339781,null,0,0,null,0,0,null,0,0]
[8362,383.12959448285471,90.909090909090878,28.283204872214373,null,0,0,null,0,0,null,0,0]
[8363,210.69427157790099,0,52.747038481378524,null,0,0,null,0,0,null,0,0]
[8364,224.77640682065436,0,61.993442027202448,null,0,0,null,0,0,null,0,0]
[8365,917.11641743802659,0,55.285100446866053,null,0,0,null,0,0,null,0,0]
[8366,248.57527337683712,90.909090909090878,48.019089917164969,null,0,0,null,0,0,null,0,0]
[8367,1029.5906432464374,90.909090909090821,25.616531812619169,null,0,0,null,0,0,null,0,0]
[8368,562.84465533811328,0,12.59039284853649,null,0,0,null,0,0,null,0,0]
[8369,337.27543791782728,0,0.4348903715475923,null,0,0,null,0,0,null,0,0]
[8370,424.24077488576404,45.454545454545524,0,null,0,0,null,0,0,null,0,0]
[8371,898.42590690894087,90.909090909090821,0,null,0,0,null,0,0,null,0,0]
[8372,245.42112490203846,181.81818181818187,0,null,0,0,null,0,0,null,0,0]
[8373,346.95568946106505,0,0,null,0,0,null,0,0,null,0,0]
[8374,481.57658284202421,0,0,null,0,0,null,0,0,null,0,0]
[8375,724.98612315490948,45.454545454545524,0,null,0,0,null,0,0,null,0,0]
[8376,940.0301812655523,0,0,null,0,0,null,0,0,null,0,0]
[8377,966.37939586343839,0,0,null,0,0,null,0,0,null,0,0]
[8378,678.27653581284437,0,0,null,0,0,null,0,0,null,0,0]
[8379,231.33580888190016,0,0,null,0,0,null,0,0,null,0,0]
[8380,105.55635637992057,0,0,null,0,0,null,0,0,null,0,0]
[8381,139.01769371338355,0,0,null,0,0,null,0,0,null,0,0]
[8382,71.153732990703602,0,0,null,0,0,null,0,0,null,0,0]
[8383,124.8525827871434,45.454545454545453,0,null,0,0,null,0,0,null,0,0]
[8384,59.117741152823243,0,0,null,0,0,null,0,0,null,0,0]
[8385,518.75669336561407,318.18181818181819,0.79441027120347374,null,0,0,null,{"$f":"$B8414*J$6+$C8414*J$7","v":0},0,null,{"$f":"$B8414*M$6+$C8414*M$7","v":0},0]
[8386,356.10400557156652,90.909090909090878,15.381692574132815,null,{"$f":"B8415*$G$6+C8415*$G$7","v":0},{"$f":"D8415*$G$8","v":0},null,0,{"$f":"$D8415*J$8","v":0},null,0,{"$f":"$D8415*M$8","v":0}]
[8387,923.90251967404686,0,35.498202806708022,null,0,0,null,0,0,null,0,0]
[8388,1006.3548991677648,0,50.733012621086189,null,0,0,null,0,0,null,0,0]
[8389,948.60983241231497,0,54.850521153332878,null,0,0,null,0,0,null,0,0]
[8390,1110.7985344059798,90.909090909090878,53.229745951441728,null,0,0,null,0,0,null,0,0]
[8391,1018.3655476292532,90.909090909090821,37.990037069258122,null,0,0,null,0,0,null,0,0]
[8392,1201.3044145148563,0,18.706730901122889,null,0,0,null,0,0,null,0,0]
[8393,289.60059850102891,0,0.46421498035396147,null,0,0,null,0,0,null,0,0]
[8394,229.25526459829075,45.454545454545524,0,null,0,0,null,0,0,null,0,0]
[8395,371.20360759032565,90.909090909090821,0,null,0,0,null,0,0,null,0,0]
[8396,245.25143446880907,181.81818181818187,0,null,0,0,null,0,0,null,0,0]
[8397,232.8778982410202,0,0,null,0,0,null,0,0,null,0,0]
[8398,235.68256522833462,0,0,null,0,0,null,0,0,null,0,0]
[8399,382.83998213090388,45.454545454545524,0,null,0,0,null,0,0,null,0,0]
[8400,251.89038902125228,0,0,null,0,0,null,0,0,null,0,0]
[8401,261.14108869942169,0,0,null,0,0,null,0,0,null,0,0]
[8402,236.67013049315156,0,0,null,0,0,null,0,0,null,0,0]
[8403,165.36865296399225,0,0,null,0,0,null,0,0,null,0,0]
[8404,86.558006469124479,0,0,null,0,0,null,0,0,null,0,0]
[8405,184.23431744404388,0,0,null,0,0,null,0,0,null,0,0]
[8406,105.32982699746574,0,0,null,0,0,null,0,0,null,0,0]
[8407,129.49886845889932,45.454545454545453,0,null,0,0,null,0,0,null,0,0]
[8408,169.33828885086342,0,0,null,0,0,null,0,0,null,0,0]
[8409,1055.3997500909381,318.18181818181819,0.90916561089322567,null,0,0,null,0,0,null,0,0]
[8410,85.918839170627251,90.909090909090878,19.662676043499026,null,0,0,null,0,0,null,0,0]
[8411,120.03890227784585,0,42.069778591362429,null,0,0,null,0,0,null,0,0]
[8412,153.43680128360029,0,49.562142574661365,null,0,0,null,0,0,null,0,0]
[8413,1000.2823139833728,0,56.313090586520758,null,0,0,null,0,0,null,0,0]
[8414,112.77774028784563,90.909090909090878,46.458607675416147,null,0,0,null,0,0,null,0,0]
[8415,181.39044168238462,90.909090909090821,31.634107240087626,null,0,0,null,0,0,null,0,0]
[8416,1184.5623596935141,0,12.08286939259591,null,0,0,null,0,0,null,0,0]
[8417,430.2899449941421,0,0.36665022928453084,null,0,0,null,0,0,null,0,0]
[8418,313.05626064657571,45.454545454545524,0,null,0,0,null,0,0,null,0,0]
[8419,588.0210592815738,90.909090909090821,0,null,0,0,null,0,0,null,0,0]
[8420,999.72255593090188,181.81818181818187,0,null,0,0,null,0,0,null,0,0]
[8421,836.68301435157548,0,0,null,0,0,null,0,0,null,0,0]
[8422,231.5261596763182,0,0,null,0,0,null,0,0,null,0,0]
[8423,371.87410517876731,45.454545454545524,0,null,0,0,null,0,0,null,0,0]
[8424,371.72489145907207,0,0,null,0,0,null,0,0,null,0,0]
[8425,316.6884439673658,0,0,null,0,0,null,0,0,null,0,0]
[8426,232.0181517440904,0,0,null,0,0,null,0,0,null,0,0]
[8427,216.46044064990849,0,0,null,0,0,null,0,0,null,0,0]
[8428,115.9232665052417,0,0,null,0,0,null,0,0,null,0,0]
[8429,147.58485681960528,0,0,null,0,0,null,0,0,null,0,0]
[8430,73.853353519352282,0,0,null,0,0,null,0,0,null,0,0]
[8431,307.95048854198461,45.454545454545453,0,null,0,0,null,0,0,null,0,0]
[8432,635.80209479135794,0,0,null,0,0,null,0,0,null,0,0]
[8433,769.82544277835154,318.18181818181819,0.69695160954249347,null,0,0,null,0,0,null,0,0]
[8434,132.53860444462671,90.909090909090878,10.40745343400377,null,0,0,null,0,0,null,0,0]
[8435,303.23717147614997,0,24.494777001070137,null,0,0,null,0,0,null,0,0]
[8436,58.344859996713204,0,27.881927069478433,null,0,0,null,0,0,null,0,0]
[8437,620.75873303046922,0,30.597718545818537,null,0,0,null,0,0,null,0,0]
[8438,71.153732990703602,90.909090909090878,29.253783922164878,null,0,0,null,0,0,null,0,0]
[8439,129.36756038556709,90.909090909090821,18.330629809536756,null,0,0,null,0,0,null,0,0]
[8440,60.68866319377976,0,7.8068617701052911,null,0,0,null,0,0,null,0,0]
[8441,161.11133302554791,0,0.44715725582457916,null,0,0,null,0,0,null,0,0]
[8442,331.58079960744595,45.454545454545524,0,null,0,0,null,0,0,null,0,0]
[8443,831.61415542564157,90.909090909090821,0,null,0,0,null,0,0,null,0,0]
[8444,344.72042202810957,181.81818181818187,0,null,0,0,null,0,0,null,0,0]
[8445,335.19489363421752,0,0,null,0,0,null,0,0,null,0,0]
[8446,224.48171110161277,0,0,null,0,0,null,0,0,null,0,0]
[8447,223.45236599528101,45.454545454545524,0,null,0,0,null,0,0,null,0,0]
[8448,151.53456693590786,0,0,null,0,0,null,0,0,null,0,0]
[8449,248.09687123553579,0,0,null,0,0,null,{"$f":"$B8478*J$6+$C8478*J$7","v":0},0,null,{"$f":"$B8478*M$6+$C8478*M$7","v":0},0]
[8450,190.91624554775927,0,0,null,{"$f":"B8479*$G$6+C8479*$G$7","v":0},{"$f":"D8479*$G$8","v":0},null,0,{"$f":"$D8479*J$8","v":0},null,0,{"$f":"$D8479*M$8","v":0}]
[8451,215.3288956235636,0,0,null,0,0,null,0,0,null,0,0]
[8452,140.48944602063455,0,0,null,0,0,null,0,0,null,0,0]
[8453,159.37503627125454,0,0,null,0,0,null,0,0,null,0,0]
[8454,88.967555526684635,0,0,null,0,0,null,0,0,null,0,0]
[8455,138.5159683198959,45.454545454545453,0,null,0,0,null,0,0,null,0,0]
[8456,174.1711605401097,0,0,null,0,0,null,0,0,null,0,0]
[8457,215.87611054119733,318.18181818181819,0.69197776155225421,null,0,0,null,0,0,null,0,0]
[8458,233.88627078514963,90.909090909090878,6.5852485040633564,null,0,0,null,0,0,null,0,0]
[8459,598.79107600964187,0,13.780852569956899,null,0,0,null,0,0,null,0,0]
[8460,776.05541400308687,0,18.510718145095701,null,0,0,null,0,0,null,0,0]
[8461,226.47395759269344,0,20.210788381091714,null,0,0,null,0,0,null,0,0]
[8462,498.00230457761097,90.909090909090878,20.166398149799029,null,0,0,null,0,0,null,0,0]
[8463,342.14614102400532,90.909090909090821,14.1500872149812,null,0,0,null,0,0,null,0,0]
[8464,422.90372813346283,0,5.707544016420103,null,0,0,null,0,0,null,0,0]
[8465,647.48754733126111,0,0.49052465058053418,null,0,0,null,0,0,null,0,0]
[8466,680.1727896746512,45.454545454545524,0,null,0,0,null,0,0,null,0,0]
[8467,320.15066138344395,90.909090909090821,0,null,0,0,null,0,0,null,0,0]
[8468,326.59100099699356,181.81818181818187,0,null,0,0,null,0,0,null,0,0]
[8469,237.39471231599404,0,0,null,0,0,null,0,0,null,0,0]
[8470,211.87108575120573,0,0,null,0,0,null,0,0,null,0,0]
[8471,357.85141300898778,45.454545454545524,0,null,0,0,null,0,0,null,0,0]
[8472,296.43578057285049,0,0,null,0,0,null,0,0,null,0,0]
[8473,407.12150778103108,0,0,null,0,0,null,0,0,null,0,0]
[8474,322.83614104265706,0,0,null,0,0,null,0,0,null,0,0]
[8475,185.4607164842013,0,0,null,0,0,null,0,0,null,0,0]
[8476,77.504177077125789,0,0,null,0,0,null,0,0,null,0,0]
[8477,125.03292478436335,0,0,null,0,0,null,0,0,null,0,0]
[8478,71.153732990703602,0,0,null,0,0,null,0,0,null,0,0]
[8479,209.97161805543621,45.454545454545453,0,null,0,0,null,0,0,null,0,0]
[8480,191.32445755531569,0,0,null,0,0,null,0,0,null,0,0]
[8481,1240.3225625936154,318.18181818181819,1.5870843757418491,null,0,0,null,0,0,null,0,0]
[8482,643.4947718398588,90.909090909090878,56.149186365177087,null,0,0,null,0,0,null,0,0]
[8483,1518.4382958694489,0,111.42706603124512,null,0,0,null,0,0,null,0,0]
[8484,241.55212793011287,0,138.20232795857737,null,0,0,null,0,0,null,0,0]
[8485,821.11630452229849,0,160.35626874499985,null,0,0,null,0,0,null,0,0]
[8486,574.24987257533064,90.909090909090878,136.56962715265587,null,0,0,null,0,0,null,0,0]
[8487,191.84256431963018,90.909090909090821,103.09958559050899,null,0,0,null,0,0,null,0,0]
[8488,290.23688253134247,0,59.105893042564638,null,0,0,null,0,0,null,0,0]
[8489,577.96427495126864,0,0.52940387258745758,null,0,0,null,0,0,null,0,0]
[8490,183.46341968260779,45.454545454545524,0,null,0,0,null,0,0,null,0,0]
[8491,292.39164801472452,90.909090909090821,0,null,0,0,null,0,0,null,0,0]
[8492,641.49044133307825,181.81818181818187,0,null,0,0,null,0,0,null,0,0]
[8493,410.02635456415373,0,0,null,0,0,null,0,0,null,0,0]
[8494,337.57836472476617,0,0,null,0,0,null,0,0,null,0,0]
[8495,313.95815428033046,45.454545454545524,0,null,0,0,null,0,0,null,0,0]
[8496,519.00011833232986,0,0,null,0,0,null,0,0,null,0,0]
[8497,275.21015190209152,0,0,null,0,0,null,0,0,null,0,0]
[8498,229.75148056212808,0,0,null,0,0,null,0,0,null,0,0]
[8499,197.35190214610623,0,0,null,0,0,null,0,0,null,0,0]
[8500,82.435116614147347,0,0,null,0,0,null,0,0,null,0,0]
[8501,137.61278915255619,0,0,null,0,0,null,0,0,null,0,0]
[8502,73.421781530078505,0,0,null,0,0,null,0,0,null,0,0]
[8503,269.01608379391041,45.454545454545453,0,null,0,0,null,0,0,null,0,0]
[8504,134.3675514408724,0,0,null,0,0,null,0,0,null,0,0]
[8505,397.9267288138123,318.18181818181819,0.81945584546551742,null,0,0,null,0,0,null,0,0]
[8506,1064.975092911252,90.909090909090878,56.665852346667585,null,0,0,null,0,0,null,0,0]
[8507,585.85898462152238,0,72.951290847540704,null,0,0,null,0,0,null,0,0]
[8508,872.63245602702921,0,120.98827506747423,null,0,0,null,0,0,null,0,0]
[8509,151.52382354808978,0,140.88840765026094,null,0,0,null,0,0,null,0,0]
[8510,1114.8358444537218,90.909090909090878,113.46185257208211,null,0,0,null,0,0,null,0,0]
[8511,462.97626167631375,90.909090909090821,89.418370743871108,null,0,0,null,0,0,null,0,0]
[8512,72.562341724732534,0,99.233104446683853,null,0,0,null,0,0,null,0,0]
[8513,232.21217549160846,0,1.8805531357762046,null,0,0,null,{"$f":"$B8542*J$6+$C8542*J$7","v":0},0,null,{"$f":"$B8542*M$6+$C8542*M$7","v":0},0]
[8514,650.14749996642763,45.454545454545524,0,null,{"$f":"B8543*$G$6+C8543*$G$7","v":0},{"$f":"D8543*$G$8","v":0},null,0,{"$f":"$D8543*J$8","v":0},null,0,{"$f":"$D8543*M$8","v":0}]
[8515,1009.2510226872748,90.909090909090821,0,null,0,0,null,0,0,null,0,0]
[8516,268.38828428525829,181.81818181818187,0,null,0,0,null,0,0,null,0,0]
[8517,177.57488617806689,0,0,null,0,0,null,0,0,null,0,0]
[8518,438.53361275606346,0,0,null,0,0,null,0,0,null,0,0]
[8519,540.56742346523538,45.454545454545524,0,null,0,0,null,0,0,null,0,0]
[8520,299.32841478691489,0,0,null,0,0,null,0,0,null,0,0]
[8521,360.16987282966295,0,0,null,0,0,null,0,0,null,0,0]
[8522,230.51646486907265,0,0,null,0,0,null,0,0,null,0,0]
[8523,274.69502022978821,0,0,null,0,0,null,0,0,null,0,0]
[8524,110.69849072020386,0,0,null,0,0,null,0,0,null,0,0]
[8525,128.24675874704027,0,0,null,0,0,null,0,0,null,0,0]
[8526,75.699012452203945,0,0,null,0,0,null,0,0,null,0,0]
[8527,124.8525827871434,45.454545454545453,0,null,0,0,null,0,0,null,0,0]
[8528,59.117741152823243,0,0,null,0,0,null,0,0,null,0,0]
[8529,116.09883366343135,318.18181818181819,0.77099083645559907,null,0,0,null,0,0,null,0,0]
[8530,1263.9786761546054,90.909090909090878,4.7236308406417873,null,0,0,null,0,0,null,0,0]
[8531,926.38763974164328,0,10.97594367260999,null,0,0,null,0,0,null,0,0]
[8532,1797.7122030816042,0,14.970988197161722,null,0,0,null,0,0,null,0,0]
[8533,492.52144132004457,0,16.953812847023592,null,0,0,null,0,0,null,0,0]
[8534,137.09499458925515,90.909090909090878,315.13732571653838,null,0,0,null,0,0,null,0,0]
[8535,517.11111855289619,90.909090909090821,240.58018471673134,null,0,0,null,0,0,null,0,0]
[8536,472.74556396746647,0,143.0069147017538,null,0,0,null,0,0,null,0,0]
[8537,172.6310913051949,0,1.2816638562049456,null,0,0,null,0,0,null,0,0]
[8538,630.50188389554819,45.454545454545524,0,null,0,0,null,0,0,null,0,0]
[8539,1841.2007942024459,90.909090909090821,0,null,0,0,null,0,0,null,0,0]
[8540,549.03716149047455,181.81818181818187,0,null,0,0,null,0,0,null,0,0]
[8541,480.93592799752133,0,0,null,0,0,null,0,0,null,0,0]
[8542,203.17839947278463,0,0,null,0,0,null,0,0,null,0,0]
[8543,355.50118214399589,45.454545454545524,0,null,0,0,null,0,0,null,0,0]
[8544,280.60884201642392,0,0,null,0,0,null,0,0,null,0,0]
[8545,348.38676381273137,0,0,null,0,0,null,0,0,null,0,0]
[8546,229.86671946564692,0,0,null,0,0,null,0,0,null,0,0]
[8547,243.05528398637054,0,0,null,0,0,null,0,0,null,0,0]
[8548,120.76238221475813,0,0,null,0,0,null,0,0,null,0,0]
[8549,170.14597123759779,0,0,null,0,0,null,0,0,null,0,0]
[8550,133.03748329946174,0,0,null,0,0,null,0,0,null,0,0]
[8551,476.99512479248676,45.454545454545453,0,null,0,0,null,0,0,null,0,0]
[8552,59.117741152823243,0,0,null,0,0,null,0,0,null,0,0]
[8553,536.08642068298877,318.18181818181819,1.6837641522047251,null,0,0,null,0,0,null,0,0]
[8554,435.60893202620014,90.909090909090878,94.572390417196544,null,0,0,null,0,0,null,0,0]
[8555,1045.9947863825607,0,194.85834264655631,null,0,0,null,0,0,null,0,0]
[8556,373.55112047002365,0,254.91635950718438,null,0,0,null,0,0,null,0,0]
[8557,300.49944405908667,0,269.93899095643121,null,0,0,null,0,0,null,0,0]
[8558,359.15793752102621,90.909090909090878,208.89744791583894,null,0,0,null,0,0,null,0,0]
[8559,549.99088049247291,90.909090909090821,116.68452576965028,null,0,0,null,0,0,null,0,0]
[8560,775.65304199095965,0,73.907919386137081,null,0,0,null,0,0,null,0,0]
[8561,370.74081549970015,0,0.58589680650103015,null,0,0,null,0,0,null,0,0]
[8562,307.65389757914323,45.454545454545524,0,null,0,0,null,0,0,null,0,0]
[8563,945.41280221007128,90.909090909090821,0,null,0,0,null,0,0,null,0,0]
[8564,1369.0691184337661,181.81818181818187,0,null,0,0,null,0,0,null,0,0]
[8565,389.36388142748308,0,0,null,0,0,null,0,0,null,0,0]
[8566,857.68652118359989,0,0,null,0,0,null,0,0,null,0,0]
[8567,448.09706439071527,45.454545454545524,0,null,0,0,null,0,0,null,0,0]
[8568,313.16360270092918,0,0,null,0,0,null,0,0,null,0,0]
[8569,319.12003074352725,0,0,null,0,0,null,0,0,null,0,0]
[8570,355.70962223243237,0,0,null,0,0,null,0,0,null,0,0]
[8571,319.11966344821724,0,0,null,0,0,null,0,0,null,0,0]
[8572,210.71538187584429,0,0,null,0,0,null,0,0,null,0,0]
[8573,251.21481357514921,0,0,null,0,0,null,0,0,null,0,0]
[8574,1056.9873840685011,0,0,null,0,0,null,0,0,null,0,0]
[8575,836.74462813983143,45.454545454545453,0,null,0,0,null,0,0,null,0,0]
[8576,420.16181354986537,0,0,null,0,0,null,0,0,null,0,0]
[8577,479.25408277293866,318.18181818181819,0.71071160314640758,null,0,0,null,{"$f":"$B8606*J$6+$C8606*J$7","v":0},0,null,{"$f":"$B8606*M$6+$C8606*M$7","v":0},0]
[8578,561.20584794148226,90.909090909090878,8.5956470472560849,null,{"$f":"B8607*$G$6+C8607*$G$7","v":0},{"$f":"D8607*$G$8","v":0},null,0,{"$f":"$D8607*J$8","v":0},null,0,{"$f":"$D8607*M$8","v":0}]
[8579,761.94411183976467,0,17.949862028261261,null,0,0,null,0,0,null,0,0]
[8580,948.11646298712981,0,24.518079421513363,null,0,0,null,0,0,null,0,0]
[8581,528.82805931972723,0,29.396548350686221,null,0,0,null,0,0,null,0,0]
[8582,173.24936868293454,90.909090909090878,25.096187636194891,null,0,0,null,0,0,null,0,0]
[8583,422.70548048987945,90.909090909090821,17.49606065735723,null,0,0,null,0,0,null,0,0]
[8584,864.22887706950803,0,8.1986606635545041,null,0,0,null,0,0,null,0,0]
[8585,164.44784362177165,0,0.62229668542268823,null,0,0,null,0,0,null,0,0]
[8586,192.99835083643646,45.454545454545524,0,null,0,0,null,0,0,null,0,0]
[8587,862.84555110814392,90.909090909090821,0,null,0,0,null,0,0,null,0,0]
[8588,478.39911111503915,181.81818181818187,0,null,0,0,null,0,0,null,0,0]
[8589,896.16474515662901,0,0,null,0,0,null,0,0,null,0,0]
[8590,261.60066695608452,0,0,null,0,0,null,0,0,null,0,0]
[8591,376.62066247015889,45.454545454545524,0,null,0,0,null,0,0,null,0,0]
[8592,284.20383668707427,0,0,null,0,0,null,0,0,null,0,0]
[8593,299.26579093655624,0,0,null,0,0,null,0,0,null,0,0]
[8594,220.82445987591376,0,0,null,0,0,null,0,0,null,0,0]
[8595,215.55827154467138,0,0,null,0,0,null,0,0,null,0,0]
[8596,92.578068424183542,0,0,null,0,0,null,0,0,null,0,0]
[8597,159.52195439526275,0,0,null,0,0,null,0,0,null,0,0]
[8598,86.231205467033917,0,0,null,0,0,null,0,0,null,0,0]
[8599,135.87144208775027,45.454545454545453,0,null,0,0,null,0,0,null,0,0]
[8600,870.99647680428563,0,0,null,0,0,null,0,0,null,0,0]
[8601,484.66856658560187,318.18181818181819,2.6537639841524872,null,0,0,null,0,0,null,0,0]
[8602,535.37001118079434,90.909090909090878,116.92360294534632,null,0,0,null,0,0,null,0,0]
[8603,203.60207461289278,0,245.45107928540236,null,0,0,null,0,0,null,0,0]
[8604,320.21502988652503,0,304.25404586636375,null,0,0,null,0,0,null,0,0]
[8605,750.85684378766632,0,267.78699371934221,null,0,0,null,0,0,null,0,0]
[8606,1769.3538831379078,90.909090909090878,276.52903371102025,null,0,0,null,0,0,null,0,0]
[8607,558.00412554165302,90.909090909090821,194.4153458162894,null,0,0,null,0,0,null,0,0]
[8608,627.10559598761847,0,96.969199788444641,null,0,0,null,0,0,null,0,0]
[8609,513.05085254827748,0,0.63927152954232114,null,0,0,null,0,0,null,0,0]
[8610,695.10077295980363,45.454545454545524,0,null,0,0,null,0,0,null,0,0]
[8611,909.52694853516482,90.909090909090821,0,null,0,0,null,0,0,null,0,0]
[8612,657.80505623738429,181.81818181818187,0,null,0,0,null,0,0,null,0,0]
[8613,807.63353645824816,0,0,null,0,0,null,0,0,null,0,0]
[8614,328.33409271452206,0,0,null,0,0,null,0,0,null,0,0]
[8615,331.20294455726258,45.454545454545524,0,null,0,0,null,0,0,null,0,0]
[8616,234.43137375475064,0,0,null,0,0,null,0,0,null,0,0]
[8617,265.8468762114008,0,0,null,0,0,null,0,0,null,0,0]
[8618,224.46738658452207,0,0,null,0,0,null,0,0,null,0,0]
[8619,263.99928897817153,0,0,null,0,0,null,0,0,null,0,0]
[8620,120.81224255309343,0,0,null,0,0,null,0,0,null,0,0]
[8621,149.28506680968906,0,0,null,0,0,null,0,0,null,0,0]
[8622,73.357504850824967,0,0,null,0,0,null,0,0,null,0,0]
[8623,124.8525827871434,45.454545454545453,0,null,0,0,null,0,0,null,0,0]
[8624,89.725653046566379,0,0,null,0,0,null,0,0,null,0,0]
[8625,116.09883366343135,318.18181818181819,2.452266141402319,null,0,0,null,0,0,null,0,0]
[8626,66.116461461431186,90.909090909090878,152.84591407129963,null,0,0,null,0,0,null,0,0]
[8627,500.13996328192889,0,249.65373877265577,null,0,0,null,0,0,null,0,0]
[8628,315.60581073921804,0,285.37415946763963,null,0,0,null,0,0,null,0,0]
[8629,1024.5437302152766,0,205.347708397742,null,0,0,null,0,0,null,0,0]
[8630,502.00280245290674,90.909090909090878,225.32734336521318,null,0,0,null,0,0,null,0,0]
[8631,556.72757232691242,90.909090909090821,155.46810614678958,null,0,0,null,0,0,null,0,0]
[8632,649.33330727032308,0,83.265054783049749,null,0,0,null,0,0,null,0,0]
[8633,219.93312598232237,0,0.73405448108748683,null,0,0,null,0,0,null,0,0]
[8634,859.05065596501515,45.454545454545524,0,null,0,0,null,0,0,null,0,0]
[8635,850.68311785978938,90.909090909090821,0,null,0,0,null,0,0,null,0,0]
[8636,735.54035388834063,181.81818181818187,0,null,0,0,null,0,0,null,0,0]
[8637,305.42790435276561,0,0,null,0,0,null,0,0,null,0,0]
[8638,236.43616338066863,0,0,null,0,0,null,0,0,null,0,0]
[8639,231.9632410952423,45.454545454545524,0,null,0,0,null,0,0,null,0,0]
[8640,167.70382472127335,0,0,null,0,0,null,0,0,null,0,0]
[8641,255.51449184522184,0,0,null,0,0,null,{"$f":"$B8670*J$6+$C8670*J$7","v":0},0,null,{"$f":"$B8670*M$6+$C8670*M$7","v":0},0]
[8642,170.14633853290781,0,0,null,{"$f":"B8671*$G$6+C8671*$G$7","v":0},{"$f":"D8671*$G$8","v":0},null,0,{"$f":"$D8671*J$8","v":0},null,0,{"$f":"$D8671*M$8","v":0}]
[8643,192.43014499183511,0,0,null,0,0,null,0,0,null,0,0]
[8644,88.63322497073878,0,0,null,0,0,null,0,0,null,0,0]
[8645,141.74486139028372,0,0,null,0,0,null,0,0,null,0,0]
[8646,80.225927148203212,0,0,null,0,0,null,0,0,null,0,0]
[8647,534.37858931522214,45.454545454545453,0,null,0,0,null,0,0,null,0,0]
[8648,84.713816717512898,0,0,null,0,0,null,0,0,null,0,0]
[8649,148.53302966242256,318.18181818181819,1.3907549345076327,null,0,0,null,0,0,null,0,0]
[8650,427.49335850364804,90.909090909090878,49.63731693368613,null,0,0,null,0,0,null,0,0]
[8651,441.98517860815127,0,100.52677814569522,null,0,0,null,0,0,null,0,0]
[8652,375.82903088847229,0,118.51716946206415,null,0,0,null,0,0,null,0,0]
[8653,292.70854122582716,0,114.7256053476065,null,0,0,null,0,0,null,0,0]
[8654,282.13364094882451,90.909090909090878,101.74682111882382,null,0,0,null,0,0,null,0,0]
[8655,535.45228533023862,90.909090909090821,87.560145466576131,null,0,0,null,0,0,null,0,0]
[8656,408.92350448390408,0,35.377272641280129,null,0,0,null,0,0,null,0,0]
[8657,540.48652667320334,0,0.68226386353652468,null,0,0,null,0,0,null,0,0]
[8658,742.14101790471409,45.454545454545524,0,null,0,0,null,0,0,null,0,0]
[8659,312.31487506330001,90.909090909090821,0,null,0,0,null,0,0,null,0,0]
[8660,186.87195688912641,181.81818181818187,0,null,0,0,null,0,0,null,0,0]
[8661,303.13157407451916,0,0,null,0,0,null,0,0,null,0,0]
[8662,327.87974841602721,0,0,null,0,0,null,0,0,null,0,0]
[8663,371.97446862223063,45.454545454545524,0,null,0,0,null,0,0,null,0,0]
[8664,334.29052075712008,0,0,null,0,0,null,0,0,null,0,0]
[8665,268.78156573846235,0,0,null,0,0,null,0,0,null,0,0]
[8666,181.60595220553904,0,0,null,0,0,null,0,0,null,0,0]
[8667,213.98119730727194,0,0,null,0,0,null,0,0,null,0,0]
[8668,92.012341822924895,0,0,null,0,0,null,0,0,null,0,0]
[8669,131.00147357219205,0,0,null,0,0,null,0,0,null,0,0]
[8670,511.90241193767184,0,0,null,0,0,null,0,0,null,0,0]
[8671,1458.8365513218469,45.454545454545453,0,null,0,0,null,0,0,null,0,0]
[8672,733.61150256776875,0,0,null,0,0,null,0,0,null,0,0]
[8673,137.84163249546432,318.18181818181819,0.60660243807357206,null,0,0,null,0,0,null,0,0]
[8674,681.18845303068474,90.909090909090878,12.712071114818718,null,0,0,null,0,0,null,0,0]
[8675,498.89602589071791,0,31.45409490563631,null,0,0,null,0,0,null,0,0]
[8676,282.82455097412088,0,47.81110843645417,null,0,0,null,0,0,null,0,0]
[8677,1074.1847014266132,0,50.017572251724616,null,0,0,null,0,0,null,0,0]
[8678,268.15422534894788,90.909090909090878,46.45508228162597,null,0,0,null,0,0,null,0,0]
[8679,156.8613589933037,90.909090909090821,35.397228468816294,null,0,0,null,0,0,null,0,0]
[8680,227.40988113692151,0,14.385265560557182,null,0,0,null,0,0,null,0,0]
[8681,946.38255365235239,0,0.63819177211906064,null,0,0,null,0,0,null,0,0]
[8682,164.83579929298043,45.454545454545524,0,null,0,0,null,0,0,null,0,0]
[8683,262.35481605138358,90.909090909090821,0,null,0,0,null,0,0,null,0,0]
[8684,592.36359173194285,181.81818181818187,0,null,0,0,null,0,0,null,0,0]
[8685,845.84381850261798,0,0,null,0,0,null,0,0,null,0,0]
[8686,274.78757864791322,0,0,null,0,0,null,0,0,null,0,0]
[8687,346.77534746384532,45.454545454545524,0,null,0,0,null,0,0,null,0,0]
[8688,243.1535354818011,0,0,null,0,0,null,0,0,null,0,0]
[8689,335.77237368539681,0,0,null,0,0,null,0,0,null,0,0]
[8690,216.23005466669835,0,0,null,0,0,null,0,0,null,0,0]
[8691,190.70385703474008,0,0,null,0,0,null,0,0,null,0,0]
[8692,99.046047009812298,0,0,null,0,0,null,0,0,null,0,0]
[8693,263.61060789872533,0,0,null,0,0,null,0,0,null,0,0]
[8694,249.70365966351579,0,0,null,0,0,null,0,0,null,0,0]
[8695,138.07521394787162,45.454545454545453,0,null,0,0,null,0,0,null,0,0]
[8696,109.86968885314332,0,0,null,0,0,null,0,0,null,0,0]
[8697,153.4436761335655,318.18181818181819,0.64500193875178147,null,0,0,null,0,0,null,0,0]
[8698,791.02949284964654,90.909090909090878,37.094657750546695,null,0,0,null,0,0,null,0,0]
[8699,1658.1014192663661,0,56.231599201176849,null,0,0,null,0,0,null,0,0]
[8700,108.25900709487709,0,206.26273807200531,null,0,0,null,0,0,null,0,0]
[8701,972.7102814746022,0,258.85853254849025,null,0,0,null,0,0,null,0,0]
[8702,1273.8894055048809,90.909090909090878,367.38859870309301,null,0,0,null,0,0,null,0,0]
[8703,671.87540497363921,90.909090909090821,398.6385598968364,null,0,0,null,0,0,null,0,0]
[8704,645.75060781017578,0,205.64403462086401,null,0,0,null,0,0,null,0,0]
[8705,735.27452390771384,0,21.366167946448254,null,0,0,null,{"$f":"$B8734*J$6+$C8734*J$7","v":0},0,null,{"$f":"$B8734*M$6+$C8734*M$7","v":0},0]
[8706,2110.0092643223684,45.454545454545524,0,null,{"$f":"B8735*$G$6+C8735*$G$7","v":0},{"$f":"D8735*$G$8","v":0},null,0,{"$f":"$D8735*J$8","v":0},null,0,{"$f":"$D8735*M$8","v":0}]
[8707,599.99764110305807,90.909090909090821,0,null,0,0,null,0,0,null,0,0]
[8708,347.73297816089536,181.81818181818187,0,null,0,0,null,0,0,null,0,0]
[8709,360.3449808687152,0,0,null,0,0,null,0,0,null,0,0]
[8710,235.67365831706667,0,0,null,0,0,null,0,0,null,0,0]
[8711,360.39768774570291,45.454545454545524,0,null,0,0,null,0,0,null,0,0]
[8712,251.65146342208396,0,0,null,0,0,null,0,0,null,0,0]
[8713,325.21098069342025,0,0,null,0,0,null,0,0,null,0,0]
[8714,256.80259649746284,0,0,null,0,0,null,0,0,null,0,0]
[8715,245.3857727284489,0,0,null,0,0,null,0,0,null,0,0]
[8716,120.85420604226316,0,0,null,0,0,null,0,0,null,0,0]
[8717,160.08207974304366,0,0,null,0,0,null,0,0,null,0,0]
[8718,82.062403698304365,0,0,null,0,0,null,0,0,null,0,0]
[8719,401.96266150414198,45.454545454545453,0,null,0,0,null,0,0,null,0,0]
[8720,59.117741152823243,0,0,null,0,0,null,0,0,null,0,0]
[8721,140.73984959824091,318.18181818181819,2.7523509864246907,null,0,0,null,0,0,null,0,0]
[8722,631.4108571464036,90.909090909090878,175.34984201907329,null,0,0,null,0,0,null,0,0]
[8723,1523.6403911690934,0,302.73605093367314,null,0,0,null,0,0,null,0,0]
[8724,562.09248963748826,0,387.26151547000711,null,0,0,null,0,0,null,0,0]
[8725,566.68062327928521,0,428.68784198368712,null,0,0,null,0,0,null,0,0]
[8726,441.18805596157972,90.909090909090878,388.79901531978339,null,0,0,null,0,0,null,0,0]
[8727,1752.4797856526134,90.909090909090821,361.68169851732409,null,0,0,null,0,0,null,0,0]
[8728,647.57138248577292,0,221.34009554956458,null,0,0,null,0,0,null,0,0]
[8729,404.91452208694687,0,19.381296984651776,null,0,0,null,0,0,null,0,0]
[8730,1230.3905301153575,45.454545454545524,0,null,0,0,null,0,0,null,0,0]
[8731,229.48491599088075,90.909090909090821,0,null,0,0,null,0,0,null,0,0]
[8732,529.4483843688206,181.81818181818187,0,null,0,0,null,0,0,null,0,0]
[8733,987.07621111159574,0,0,null,0,0,null,0,0,null,0,0]
[8734,1131.081132368261,0,0,null,0,0,null,0,0,null,0,0]
[8735,822.44416889184924,45.454545454545524,0,null,0,0,null,0,0,null,0,0]
[8736,524.82725842580101,0,0,null,0,0,null,0,0,null,0,0]
[8737,367.6150405876005,0,0,null,0,0,null,0,0,null,0,0]
[8738,249.61885117643212,0,0,null,0,0,null,0,0,null,0,0]
[8739,238.89300170939393,0,0,null,0,0,null,0,0,null,0,0]
[8740,141.90940968917278,0,0,null,0,0,null,0,0,null,0,0]
[8741,171.15603334015336,0,0,null,0,0,null,0,0,null,0,0]
[8742,85.34969672298547,0,0,null,0,0,null,0,0,null,0,0]
[8743,131.50981028126006,45.454545454545453,0,null,0,0,null,0,0,null,0,0]
[8744,59.117741152823243,0,0,null,0,0,null,0,0,null,0,0]
[8745,416.68624494926809,318.18181818181819,0.70913413694388683,null,0,0,null,0,0,null,0,0]
[8746,455.46179447575821,90.909090909090878,30.612098455153987,null,0,0,null,0,0,null,0,0]
[8747,159.49233202850962,0,61.043274242119253,null,0,0,null,0,0,null,0,0]
[8748,58.344859996713204,0,82.715961884238666,null,0,0,null,0,0,null,0,0]
[8749,115.20805071280478,0,90.197204255600056,null,0,0,null,0,0,null,0,0]
[8750,165.64265526526734,90.909090909090878,77.575226388146419,null,0,0,null,0,0,null,0,0]
[8751,224.2150547065381,90.909090909090821,61.94364308645612,null,0,0,null,0,0,null,0,0]
[8752,108.171195968634,0,31.587975533971886,null,0,0,null,0,0,null,0,0]
[8753,319.41671353019592,0,0.670582619843058,null,0,0,null,0,0,null,0,0]
[8754,700.10434514438145,45.454545454545524,0,null,0,0,null,0,0,null,0,0]
[8755,279.88279101234127,90.909090909090821,0,null,0,0,null,0,0,null,0,0]
[8756,314.10048121296319,181.81818181818187,0,null,0,0,null,0,0,null,0,0]
[8757,302.03391204052366,0,0,null,0,0,null,0,0,null,0,0]
[8758,842.3113558584979,0,0,null,0,0,null,0,0,null,0,0]
[8759,508.77764708767478,45.454545454545524,0,null,0,0,null,0,0,null,0,0]
[8760,251.56744461991704,0,0,null,0,0,null,0,0,null,0,{"$f":"$D8789*M$8","v":0}]

{"sheet":"SEK","index":9,"n_rows":96,"n_cols":18,"rows_kept":96,"cut":false,"hidden":true,"merged":[]}
["Modell Stromeffizienzklassen"]
[null,null,null,null,null,null,null,{"$f":"SEK!$C$9","v":"Klasse A"}]
["Allgemeine Einstellungen"]
["Gebäudetyp","Warmwasser-bereitung","Personen","Key","Zeile:"]
[{"$f":"Config!D5","v":"EFH"},{"$f":"ElektrischWarmwasser","v":"Nein"},{"$f":"AnzahlPersonen","v":2},{"$f":"CONCATENATE(A5,\"_\"&B5,\"_\"&C5)","v":"EFH_Nein_2"},{"$f":"MATCH(D5,D20:D39,0)","v":2},null,null,"Einsparpotential "]
[null,null,null,null,null,null,null,"Gewählte Klasse"]
["Vor Einsparungen",null,null,null,null,null,null,"bitte wählen",{"$f":"IF(B9>1,Jahresstromverbrauch-INDEX(E20:K39,E5,B9)+1,0)","v":0}]
["Verbrauch vor Einsparungen","Spalte / Klasse","Klasse (text)","Einsparungen bis zur nächsten Klasse","Verbrauch WW","Verbrauch ohne WW",null,"Klasse A",{"$f":"MAX(IF($B$9>1,Jahresstromverbrauch-INDEX($E$20:$K$39,$E$5,MATCH($H8,$D$19:$J$19))+1,\"0\"),0)","v":0},"Herzlichen Glückwunsch, Sie verbrauchen viel weniger Strom als vergleichbare Haushalte. Weiter so!"]
[{"$f":"Jahresstromverbrauch","v":0},{"$f":"MATCH(A9,OFFSET(D19,E5,1):OFFSET(D19,E5,7),1)","v":1},{"$f":"INDEX(E19:K19,B9)","v":"Klasse A"},{"$f":"IF(B9>1,Jahresstromverbrauch-INDEX(E20:K39,E5,B9)+1,\"\")","v":""},{"$f":"IF(ElektrischWarmwasser=\"Ja\",MROUND(INDEX(L20:R39,E5,B9)*A9,10),0)","v":0},{"$f":"A9-E9","v":0},null,"Klasse B",0,"Sie benötigen weniger Strom als vergleichbare Haushalte. Doch auch Sie können noch sparen. Nutzen Sie Ihre Sparmöglichkeiten voll aus!"]
[{"$f":"INDEX(J8:J14,B9)","v":"Herzlichen Glückwunsch, Sie verbrauchen viel weniger Strom als vergleichbare Haushalte. Weiter so!"},null,null,null,null,null,null,"Klasse C",0,"Ihr Verbrauch liegt im Schnitt bzw. leicht darunter. Einige Möglichkeiten zum Stromsparen werden offensichtlich bislang nicht ausreichend genutzt. Das sollten Sie ändern."]
["Einsparungen",null,null,null,null,null,null,"Klasse D",0,"Ihr Verbrauch liegt im Schnitt bzw. leicht darunter. Einige Möglichkeiten zum Stromsparen werden offensichtlich bislang nicht ausreichend genutzt. Das sollten Sie ändern."]
["Einsparungen gesamt",null,null,null,null,null,null,"Klasse E",0,"Sie verbrauchen mehr Strom als vergleichbare Haushalte. Für Sie lohnt es sich besonders, nach Ursachen für Ihren hohen Verbrauch zu suchen und Strom zu sparen. "]
[{"$f":"Config!B47","v":0},null,null,null,null,null,null,"Klasse F",0,"Sie verbrauchen mehr Strom als vergleichbare Haushalte. Für Sie lohnt es sich besonders, nach Ursachen für Ihren hohen Verbrauch zu suchen und Strom zu sparen. "]
[null,null,null,null,null,null,null,"Klasse G",0,"Ihr Stromverbrauch ist sehr hoch. Sie sollten dringend herausfinden, woran das liegt, und schnell aktiv werden"]
["Nach Einsparungen",null,null,null,null,null,null,"Gewählte Klasse"]
["Verbrauch nach Einsparungen","Spalte / Klasse","Klasse (text)",null,"Verbrauch WW","Verbrauch ohne WW",null,{"$f":"Stromsparen!G63","v":"bitte wählen"},{"$f":"VLOOKUP(H16,H7:I14,2,FALSE)","v":0}]
[{"$f":"Config!B57","v":0},{"$f":"MATCH(A17,OFFSET(D19,E5,1):OFFSET(D19,E5,7),1)","v":1},{"$f":"INDEX(E19:K19,B17)","v":"Klasse A"},null,{"$f":"IF(ElektrischWarmwasser=\"Ja\",MROUND(INDEX(L20:R39,E5,B17)*A17,10),0)","v":0},{"$f":"A17-E17","v":0}]
[]
["Gebäudetyp","elektrisch Warmwasser","Personen","Key","Klasse A","Klasse B","Klasse C","Klasse D","Klasse E","Klasse F","Klasse G","Klasse A","Klasse B","Klasse C","Klasse D","Klasse E","Klasse F","Klasse G"]
["1-2 Familienhaus/Reihenhaus/Doppelhaushälfte","Nein",1,"EFH_Nein_1",0,{"$f":"E42+1","v":1301},{"$f":"F42+1","v":1701},2001,2501,3001,4001]
["1-2 Familienhaus/Reihenhaus/Doppelhaushälfte","Nein",2,"EFH_Nein_2",0,2101,2501,3001,3201,3601,4401]
["1-2 Familienhaus/Reihenhaus/Doppelhaushälfte","Nein",3,"EFH_Nein_3",0,2601,3001,3501,3901,4301,5201]
["1-2 Familienhaus/Reihenhaus/Doppelhaushälfte","Nein",4,"EFH_Nein_4",0,2901,3501,3801,4201,4901,5901]
["1-2 Familienhaus/Reihenhaus/Doppelhaushälfte","Nein",5,"EFH_Nein_5",0,3501,4001,4801,5401,6001,7501]
["1-2 Familienhaus/Reihenhaus/Doppelhaushälfte","Ja",1,"EFH_Ja_1",0,1501,2001,2501,3001,3601,5001,{"$f":"(F25-F20)/(F25-1)","v":0.13333333333333333},{"$f":"(G25-G20)/(G25-1)","v":0.15},0.2,0.16666666666666666,0.16666666666666666,{"$f":"(K25-K20)/(K25-1)","v":0.2},{"$f":"Q25","v":0.2}]
["1-2 Familienhaus/Reihenhaus/Doppelhaushälfte","Ja",2,"EFH_Ja_2",0,2501,3001,3501,4001,4501,5801,{"$f":"(F26-F21)/(F26-1)","v":0.16},{"$f":"(G26-G21)/(G26-1)","v":0.16666666666666666},0.14285714285714285,0.2,0.2,0.2413793103448276,{"$f":"Q26","v":0.2413793103448276}]
["1-2 Familienhaus/Reihenhaus/Doppelhaushälfte","Ja",3,"EFH_Ja_3",0,3001,3801,4201,4901,5701,7301,0.13333333333333333,{"$f":"(G27-G22)/(G27-1)","v":0.21052631578947367},0.16666666666666666,0.20408163265306123,0.24561403508771928,0.28767123287671231,0.28767123287671231]
["1-2 Familienhaus/Reihenhaus/Doppelhaushälfte","Ja",4,"EFH_Ja_4",0,3501,4001,4801,5501,6301,8001,0.17142857142857143,{"$f":"(G28-G23)/(G28-1)","v":0.125},0.20833333333333334,0.23636363636363636,0.22222222222222221,0.26250000000000001,0.26250000000000001]
["1-2 Familienhaus/Reihenhaus/Doppelhaushälfte","Ja",5,"EFH_Ja_5",0,4201,5001,6001,7001,8001,10901,0.16666666666666666,{"$f":"(G29-G24)/(G29-1)","v":0.2},0.2,0.22857142857142856,0.25,0.31192660550458717,0.31192660550458717]
["Wohnung im Mehrfamilienhaus","Nein",1,"MFH_Nein_1",0,{"$f":"E52+1","v":801},1001,1201,1501,1801,2201]
["Wohnung im Mehrfamilienhaus","Nein",2,"MFH_Nein_2",0,1301,1601,2001,2201,2601,3101]
["Wohnung im Mehrfamilienhaus","Nein",3,"MFH_Nein_3",0,1701,2001,2401,2801,3201,3901]
["Wohnung im Mehrfamilienhaus","Nein",4,"MFH_Nein_4",0,1901,2401,2801,3201,3701,4501]
["Wohnung im Mehrfamilienhaus","Nein",5,"MFH_Nein_5",0,2201,2801,3501,4001,4801,5701]
["Wohnung im Mehrfamilienhaus","Ja",1,"MFH_Ja_1",0,1201,1501,1801,2001,2401,3001,{"$f":"(F35-F30)/(F35-1)","v":0.33333333333333331},{"$f":"(G35-G30)/(G35-1)","v":0.33333333333333331},0.33333333333333331,0.25,0.25,0.26666666666666666,{"$f":"Q35","v":0.26666666666666666}]
["Wohnung im Mehrfamilienhaus","Ja",2,"MFH_Ja_2",0,2001,2501,2901,3101,3501,4201,{"$f":"(F36-F31)/(F36-1)","v":0.35},0.36,0.31034482758620691,0.29032258064516131,0.25714285714285712,0.26190476190476192,0.26190476190476192]
["Wohnung im Mehrfamilienhaus","Ja",3,"MFH_Ja_3",0,2601,3201,3701,4101,4701,5601,{"$f":"(F37-F32)/(F37-1)","v":0.34615384615384615},0.375,0.35135135135135137,0.31707317073170732,0.31914893617021278,0.30357142857142855,0.30357142857142855]
["Wohnung im Mehrfamilienhaus","Ja",4,"MFH_Ja_4",0,2801,3501,4001,4601,5401,6501,{"$f":"(F38-F33)/(F38-1)","v":0.32142857142857145},0.31428571428571428,0.3,0.30434782608695654,0.31481481481481483,0.30769230769230771,0.30769230769230771]
["Wohnung im Mehrfamilienhaus","Ja",5,"MFH_Ja_5",0,3501,4401,5001,6001,7001,9001,{"$f":"(F39-F34)/(F39-1)","v":0.37142857142857144},0.36363636363636365,0.3,0.33333333333333331,0.31428571428571428,0.36666666666666664,0.36666666666666664]
[]
[null,null,null,null,"Klasse A","Klasse B","Klasse C","Klasse D","Klasse E","Klasse F","Klasse G"]
["Aktuelle Tabelle des Stromspiegels bitte hier einpflegen ==>",null,null,null,1300,1700,2000,2500,3000,4000,4000]
["Die Tabelle oben berechnet hieraus ",null,null,null,2100,2500,3000,3200,3600,4400,4400]
["automatisch die Werte für die Lookup-Tabelle",null,null,null,2600,3000,3500,3900,4300,5200,5200]
["EFH_Nein_1",null,null,null,2900,3500,3800,4200,4900,5900,5900]
["EFH_Nein_2",null,null,null,3500,4000,4800,5400,6000,7500,7500]
["EFH_Nein_3",null,null,null,1500,2000,2500,3000,3600,5000,5000]
["EFH_Nein_4",null,null,null,2500,3000,3500,4000,4500,5800,5800]
["EFH_Nein_5",null,null,null,3000,3800,4200,4900,5700,7300,7300]
["EFH_Ja_1",null,null,null,3500,4000,4800,5500,6300,8000,8000]
["EFH_Ja_2",null,null,null,4200,5000,6000,7000,8000,10900,10900]
["EFH_Ja_3",null,null,null,800,1000,1200,1500,1800,2200,2200]
["EFH_Ja_4",null,null,null,1300,1600,2000,2200,2600,3100,3100]
["EFH_Ja_5",null,null,null,1700,2000,2400,2800,3200,3900,3900]
["MFH_Nein_1",null,null,null,1900,2400,2800,3200,3700,4500,4500]
["MFH_Nein_2",null,null,null,2200,2800,3500,4000,4800,5700,5700]
["MFH_Nein_3",null,null,null,1200,1500,1800,2000,2400,3000,3000]
["MFH_Nein_4",null,null,null,2000,2500,2900,3100,3500,4200,4200]
["MFH_Nein_5",null,null,null,2600,3200,3700,4100,4700,5600,5600]
["MFH_Ja_1",null,null,null,2800,3500,4000,4600,5400,6500,6500]
["MFH_Ja_2",null,null,null,3500,4400,5000,6000,7000,9000,9000]
["MFH_Ja_3"]
["MFH_Ja_4"]
["MFH_Ja_5"]
[]
[]
[]
[null,null,null,null,null,null,null,null,null,null,null,null,null,"RGB Colors"]
[]
[null,null,"Zeile",null,"Klasse A","Klasse B","Klasse C","Klasse D","Klasse E","Klasse F","Klasse G"]
[null,null,1,{"$f":"IF($E$5=C71,\"==>\",\"\")","v":""},1700,2200,2700,3100,3700,4500," > 4.500"]
[null,null,2,{"$f":"IF($E$5=C72,\"==>\",\"\")","v":"==>"},2500,3000,3500,4000,4400,5000," > 5.000",null,null,11,28,243]
[null,null,3,"",3300,4000,4300,5000,5500,6500," > 6.500",null,null,121,161,199]
[null,null,4,"",3600,4300,5000,5600,6200,7300," > 7.300",null,null,49,81,18]
[null,null,5,"",4500,5400,6000,7000,8000,9700," > 9.700"]
[null,null,6,"",1400,1900,2200,2600,3100,3700," > 3.700",null,null,250,227,220,155]
[null,null,7,"",2200,2500,3000,3200,3600,4000," > 4.000",null,null,166,131,39,17]
[null,null,8,"",2700,3200,3500,4000,4200,4800," > 4.800",null,null,49,41,41,20]
[null,null,9,"",3000,3600,4000,4400,4900,5500," > 5.500"]
[null,null,10,"",3500,4200,4800,5300,6000,7000," > 7.000",null,null,198,208,251,254]
[null,null,11,"",1200,1500,1800,2000,2400,3000," > 3.000",null,null,219,229,242,235]
[null,null,12,"",2000,2500,2900,3200,3500,4000," > 4.000",null,null,198,211,210,209]
[null,null,13,"",2800,3500,3900,4200,4800,5400," > 5.400"]
[null,null,14,"",3200,4000,4500,5000,5500,6500," > 6.500",null,null,250,248,232]
[null,null,15,"",3800,4600,5600,6100,7000,8000," > 8.000",null,null,225,209,196]
[null,null,16,"",800,1000,1200,1500,1700,2000," > 2.000",null,null,201,193,181]
[null,null,17,"",1400,1700,2000,2200,2500,2900," > 2.900"]
[null,null,18,"",1800,2200,2500,3000,3300,3700," > 3.700"]
[null,null,19,"",2000,2400,2800,3300,3700,4000," > 4.000"]
[null,null,20,"",2300,3000,3500,4200,4600,5300," > 5.300"]
[null,null,null,null,null,null,2500]
[]
[]
[null,null,null,null,131,158,194,226,234,234,232]
[null,null,null,null,188,200,218,217,158,115,67]
[null,null,null,null,49,90,146,176,103,59,35]

{"sheet":"WB","index":10,"n_rows":122,"n_cols":26,"rows_kept":122,"cut":false,"hidden":true,"merged":[]}
[null,null,null,null,null,null,null,null,null,null,"Szenario 1 (ohne Einsparungen)",null,null,"Szenario 2 (mit Einsparungen)",null,null,"Referenzszenario (mit oder ohne Bestands-PV)"]
[null,null,"Parameter"]
[null,null,null,null,null,null,null,null,null,null,null,null,null,null,null,null,"PV Bestandsanlage",{"$f":"PVExist","v":"Nein"}]
[null,null,"Quelle Entwicklung Bezugspreis",{"$f":"Config!D6","v":"User defined"},null,null,null,null,null,null,"Warmwasser",{"$f":"ElektrischWarmwasser","v":"Nein"},null,"Warmwasser",{"$f":"ElektrischWarmwasser","v":"Nein"},null,"Warmwasser",{"$f":"ElektrischWarmwasser","v":"Nein"}]
[null,null,"Bezugspreis",{"$f":"Config!D7","v":"User defined"},null,null,null,null,null,null,null,"kWh / Jahr","Skalierung",null,"kWh / Jahr","Skalierung",null,"kWh / Jahr","Skalierung"]
[null,null,"Elektrisch Warmwasser",{"$f":"ElektrischWarmwasser","v":"Nein"},null,null,null,null,null,null,"Last ohne WW",{"$f":"Daten!F6","v":0},{"$f":"Daten!G6","v":0},"Last ohne WW",{"$f":"Daten!I6","v":0},{"$f":"Daten!J6","v":0},"Last ohne WW",{"$f":"Daten!L6","v":0},{"$f":"Daten!M6","v":0}]
[null,null,"Gebäudetyp",{"$f":"GeTyp","v":"EFH"},null,null,null,null,null,null,"Warmwasser",{"$f":"Daten!F7","v":0},{"$f":"Daten!G7","v":0},"Warmwasser",{"$f":"Daten!I7","v":0},{"$f":"Daten!J7","v":0},"Warmwasser",{"$f":"Daten!L7","v":0},{"$f":"Daten!M7","v":0}]
[null,null,"Quelle Entwicklung Bezugspreis",{"$f":"cQEBP","v":2},null,null,null,null,null,null,"PV-Produktion",{"$f":"Daten!F8","v":0},{"$f":"Daten!G8","v":0},"PV-Produktion",{"$f":"Daten!I8","v":0},{"$f":"Daten!J8","v":0},"PV-Produktion",{"$f":"Daten!L8","v":0},{"$f":"Daten!M8","v":0}]
[null,null,"Bezugspreis",{"$f":"cBP","v":2}]
[null,null,"Bereits PV Anlage vorhanden",{"$f":"PVExist","v":"Nein"},null,null,null,null,null,null,"Jahresstromverbrauch",{"$f":"'S1'!Q8","v":0},null,"Jahresstromverbrauch",{"$f":"'S2'!Q8","v":0},null,"Jahresstromverbrauch",{"$f":"SR!Q8","v":0}]
[null,null,null,null,null,null,null,null,null,null,"PV-Produktion",{"$f":"'S1'!Q9","v":0},null,"PV-Produktion",{"$f":"'S2'!Q9","v":0},null,"PV-Produktion",{"$f":"SR!Q9","v":0}]
[null,null,"Bezugspreis",{"$f":"Bezugspreis","v":28},null,null,null,null,null,null,"Eigenverbrauch (kWh)",{"$f":"'S1'!Q10","v":0},null,"Eigenverbrauch (kWh)",{"$f":"'S2'!Q10","v":0},null,"Eigenverbrauch (kWh)",{"$f":"SR!Q10","v":0}]
[null,null,"Preissteigerungsrate",{"$f":"Preissteigerungsrate","v":0.02},null,null,null,null,null,null,"Bezug (kWh)",{"$f":"'S1'!Q11","v":0},null,"Bezug (kWh)",{"$f":"'S2'!Q11","v":0},null,"Bezug (kWh)",{"$f":"SR!Q11","v":0}]
[null,null,"Einspeisevergütung (Cent / kWh)",{"$f":"Einspeiseverguetung","v":12.2},null,null,null,null,null,null,"Einspeisung (kWh)",{"$f":"'S1'!Q12","v":0},null,"Einspeisung (kWh)",{"$f":"'S2'!Q12","v":0},null,"Einspeisung (kWh)",{"$f":"SR!Q12","v":0}]
[null,null,"Auslauf der EEG Einspeisevergütung",{"$f":"YEAR(FeedInTariffEndDate)","v":2038},null,null,null,null,null,null,"Verluste (Speicherung - Entnahme)",{"$f":"'S1'!Q13","v":0},null,"Verluste (Speicherung - Entnahme)",{"$f":"'S2'!Q13","v":0},null,"Verluste (Speicherung - Entnahme)",{"$f":"SR!Q13","v":0}]
[null,null,null,null,null,null,null,null,null,null,"Volllastzyklen",{"$f":"'S1'!Q14","v":"-"},null,"Volllastzyklen",{"$f":"'S2'!Q14","v":"-"},null,"Volllastzyklen",{"$f":"SR!Q14","v":"-"}]
[null,null,"Größe Batteriespeicher"]
[null,null,null,null,null,null,"Eigenverbrauchszuschuss"]
[null,null,null,null,null,null,"EigenverbrauchszuschussBis30",null,null,{"$f":"EigenverbrauchszuschussBis30","v":0},null,{"$f":"MIN(0.3*L11,L12)","v":0},{"$f":"($J$19*L19+$J$20*L20)/100","v":0},null,{"$f":"MIN(0.3*O11,O12)","v":0},{"$f":"($J$19*O19+$J$20*O20)/100","v":0},null,{"$f":"MIN(0.3*R11,R12)","v":0},{"$f":"($J$19*R19+$J$20*R20)/100","v":0}]
[null,null,null,null,null,null,"EigenverbrauchszuschussAb30",null,null,{"$f":"EigenverbrauchszuschussAb30","v":0},null,{"$f":"MAX(L12-0.3*L11,0)","v":0},null,null,{"$f":"MAX(O12-0.3*O11,0)","v":0},null,null,{"$f":"MAX(R12-0.3*R11,0)","v":0}]
[]
[]
[]
[]
[]
[]
[]
[]
[null,null,"Allgemein",0,1,2,3,4,5,6,7,8,9,10,11,12,13,14,15,16,17,18,19,20]
[null,null,null,{"$f":"BasisJahr","v":2018},{"$f":"E29+$D$30","v":2019},2020,2021,2022,2023,2024,2025,2026,2027,2028,{"$f":"O29+$D$30","v":2029},2030,2031,2032,2033,2034,2035,2036,2037,2038]
[null,null,"Allgemeiner Inflationsfaktor",{"$f":"(1+Inflationsrate)^D29","v":1},1.01,1.0201,1.0303009999999999,1.04060401,1.0510100500999999,1.0615201506010001,1.0721353521070098,1.0828567056280802,1.0936852726843611,1.1046221254112047,1.1156683466653166,1.1268250301319698,1.1380932804332895,1.1494742132376226,1.1609689553699984,1.1725786449236988,1.1843044313729358,1.1961474756866652,1.2081089504435316,1.220190039947967]
[null,null,"Bezugspreis",{"$f":"-VLOOKUP(D29,Config!$AB$9:$AE$29,4,FALSE)/100","v":-0.28000000000000003},{"$f":"-VLOOKUP(E29,Config!$AB$9:$AE$29,4,FALSE)/100","v":-0.28560000000000002},{"$f":"-VLOOKUP(F29,Config!$AB$9:$AE$29,4,FALSE)/100","v":-0.29131200000000002},{"$f":"-VLOOKUP(G29,Config!$AB$9:$AE$29,4,FALSE)/100","v":-0.29713824},{"$f":"-VLOOKUP(H29,Config!$AB$9:$AE$29,4,FALSE)/100","v":-0.30308100480000005},{"$f":"-VLOOKUP(I29,Config!$AB$9:$AE$29,4,FALSE)/100","v":-0.30914262489600008},{"$f":"-VLOOKUP(J29,Config!$AB$9:$AE$29,4,FALSE)/100","v":-0.31532547739392008},{"$f":"-VLOOKUP(K29,Config!$AB$9:$AE$29,4,FALSE)/100","v":-0.32163198694179845},{"$f":"-VLOOKUP(L29,Config!$AB$9:$AE$29,4,FALSE)/100","v":-0.32806462668063446},{"$f":"-VLOOKUP(M29,Config!$AB$9:$AE$29,4,FALSE)/100","v":-0.33462591921424717},{"$f":"-VLOOKUP(N29,Config!$AB$9:$AE$29,4,FALSE)/100","v":-0.34131843759853209},{"$f":"-VLOOKUP(O29,Config!$AB$9:$AE$29,4,FALSE)/100","v":-0.34814480635050271},{"$f":"-VLOOKUP(P29,Config!$AB$9:$AE$29,4,FALSE)/100","v":-0.35510770247751283},{"$f":"-VLOOKUP(Q29,Config!$AB$9:$AE$29,4,FALSE)/100","v":-0.36220985652706311},{"$f":"-VLOOKUP(R29,Config!$AB$9:$AE$29,4,FALSE)/100","v":-0.36945405365760436},{"$f":"-VLOOKUP(S29,Config!$AB$9:$AE$29,4,FALSE)/100","v":-0.37684313473075648},{"$f":"-VLOOKUP(T29,Config!$AB$9:$AE$29,4,FALSE)/100","v":-0.3843799974253716},{"$f":"-VLOOKUP(U29,Config!$AB$9:$AE$29,4,FALSE)/100","v":-0.39206759737387903},{"$f":"-VLOOKUP(V29,Config!$AB$9:$AE$29,4,FALSE)/100","v":-0.39990894932135668},{"$f":"-VLOOKUP(W29,Config!$AB$9:$AE$29,4,FALSE)/100","v":-0.40790712830778381},{"$f":"-VLOOKUP(X29,Config!$AB$9:$AE$29,4,FALSE)/100","v":-0.41606527087393952}]
[null,null,"EEG-Einspeisevergütung",null,{"$f":"IF(E30<$D$15,\"Ja\",\"Nein\")","v":"Ja"},"Ja","Ja","Ja","Ja","Ja","Ja","Ja","Ja","Ja","Ja","Ja","Ja","Ja","Ja","Ja","Ja","Ja","Ja","Nein"]
[null,null,"Einspeisevergütung",null,{"$f":"IF(E33=\"Ja\",Einspeiseverguetung/100,EinspeiseverguetungNachAblaufEEG/100)","v":0.122},0.122,0.122,0.122,0.122,0.122,0.122,0.122,0.122,0.122,0.122,0.122,0.122,0.122,0.122,0.122,0.122,0.122,0.122,0.03]
[]
[null,null,null,null,null,null,null,null,null,null,null,null,null,null,null,null,null,null,null,null,null,null,null,null,"Summe"]
[null,null,"Referenzszenario (mit oder ohne Bestands-PV)"]
[null,null,"Kosten PV (€)",0,0,0,0,0,0,0,0,0,0,0,0,0,0,0,0,0,0,0,0,0]
[null,null,"Kosten Batterie (€)",0,0,0,0,0,0,0,0,0,0,0,0,0,0,0,0,0,0,0,0,0]
["ohne EigenVerbrauch",null,"Kosten für Einsparungen (€)",0,0,0,0,0,0,0,0,0,0,0,0,0,0,0,0,0,0,0,0,0]
[{"$f":"IF(PVNurNetzeinspeisung=\"Ja\",Jahresstromverbrauch,R13)","v":0},{"$f":"R13","v":0},"Strombezug (€)",0,{"$f":"IF(AND(PVNurNetzeinspeisung=\"Ja\",E$33=\"Ja\"),$A$41*E$32,$B$41*E$32)","v":0},0,0,0,0,0,0,0,0,0,0,0,0,0,0,0,0,0,0,0,{"$f":"SUM(E41:X41)","v":0}]
[{"$f":"IF(PVNurNetzeinspeisung=\"Ja\",0,IF($M$19<>0,$R$12,0))","v":0},{"$f":"IF($M$19<>0,$R$12,0)","v":0},"Eigenverbrauchszuschuss",null,{"$f":"IF(PVNurNetzeinspeisung=\"Ja\",0,IF(E$33=\"Ja\",$S$19,0))","v":0},0,0,0,0,0,0,0,0,0,0,0,0,0,0,0,0,0,0,0,{"$f":"SUM(E42:X42)","v":0}]
[{"$f":"IF(PVNurNetzeinspeisung=\"Ja\",Solarproduktion,R14)","v":0},{"$f":"R14","v":0},"Einspeisung (€)",0,{"$f":"IF(AND(PVNurNetzeinspeisung=\"Ja\",E$33=\"Ja\"),$A$43*E$34,$B$43*E$34)","v":0},0,0,0,0,0,0,0,0,0,0,0,0,0,0,0,0,0,0,0,{"$f":"SUM(E43:X43)","v":0},{"$f":"SUM(Y41:Y43)","v":0}]
[null,null,"Summe Einnahmen-Ausgaben",{"$f":"SUM(D38:D43)","v":0},{"$f":"SUM(E38:E43)","v":0},0,0,0,0,0,0,0,0,0,0,{"$f":"SUM(P38:P43)","v":0},{"$f":"SUM(Q38:Q43)","v":0},{"$f":"SUM(R38:R43)","v":0},{"$f":"SUM(S38:S43)","v":0},{"$f":"SUM(T38:T43)","v":0},{"$f":"SUM(U38:U43)","v":0},{"$f":"SUM(V38:V43)","v":0},{"$f":"SUM(W38:W43)","v":0},{"$f":"SUM(X38:X43)","v":0},{"$f":"SUM(D44:X44)","v":0}]
[]
[]
[null,null,"Szenario 1 (ohne Einsparungen)"]
[null,{"$f":"PVAnlage","v":0},"Kosten PV (€)",{"$f":"-PVSystemkosten","v":0},{"$f":"-PVSystemkosten*PVWartung*E31","v":0},0,0,0,0,0,0,0,0,0,0,0,0,0,0,0,0,0,0,0,{"$f":"SUM(D48:X48)","v":0}]
[null,{"$f":"Batteriespeicher","v":0},"Kosten Batterie (€)",{"$f":"-BatterieGesamtkosten","v":0},{"$f":"$D$49*BatterieWartung*E31","v":0},0,0,0,0,0,0,0,0,0,0,0,0,0,0,0,0,0,0,0,{"$f":"SUM(D49:X49)","v":0}]
[null,0,"Kosten für Einsparungen (€)",0,0,0,0,0,0,0,0,0,0,0,0,0,0,0,0,0,0,0,0,0,0]
[null,{"$f":"L13","v":0},"Strombezug (€)",0,{"$f":"$B$51*E$32","v":0},{"$f":"$B$51*F32","v":0},0,0,0,0,0,0,0,0,{"$f":"$B$51*O32","v":0},0,0,0,0,0,0,0,0,0,0]
[null,{"$f":"IF($M$19<>0,$L$12,0)","v":0},"Eigenverbrauchszuschuss",0,{"$f":"IF(E$33=\"Ja\",$M$19,0)","v":0},0,0,0,0,0,0,0,0,0,0,0,0,0,0,0,0,0,0,0,0]
[null,{"$f":"L14","v":0},"Einspeisung (€)",0,{"$f":"$B$53*E$34","v":0},{"$f":"$B$53*F34","v":0},0,0,0,0,0,0,0,0,{"$f":"$B$53*O34","v":0},0,0,0,0,0,0,0,0,0,0,{"$f":"SUM(Y48:Y53)","v":0}]
[null,null,"Summe Einnahmen-Ausgaben",{"$f":"SUM(D48:D53)","v":0},0,0,0,0,0,0,0,0,0,0,0,0,0,0,0,0,0,0,0,0,0]
[null,{"$f":"Y55","v":0},"Vorteil gegenüber Referenzszenario (nominal)",{"$f":"(D54-D44)","v":0},0,0,0,0,0,0,0,0,0,0,0,0,0,0,0,0,0,0,0,0,0]
[null,{"$f":"Y56","v":0},"Vorteil gegenüber Referenzszenario (inflationsbereinigt)",{"$f":"(D54-D44)/D31","v":0},0,0,0,0,0,0,0,0,0,0,0,0,0,0,0,0,0,0,0,0,0]
[null,null,"IRR (gegenüber Referenz)",{"$f":"IRR(D56:X56)","v":{"$error":"#NUM!"}}]
[]
[null,null,"IRR mit ersten Rückflüssen im Jahr 0",{"$f":"(D56+1/2*E56)","v":0},{"$f":"(E56/2+1/2*F56)","v":0},{"$f":"(F56/2+1/2*G56)","v":0},0,0,0,0,0,0,0,0,0,0,0,0,0,0,0,0,0,{"$f":"(X56/2)","v":0},{"$f":"SUM(D59:X59)","v":0}]
[null,null,"IRR (gegenüber Referenz)",{"$f":"IFERROR(IRR(D59:X59),\"kein IRR\")","v":"kein IRR"},"Szenario1_IRR"]
[]
[null,null,"Szenario 2 (mit Einsparungen)"]
[null,{"$f":"PVAnlage","v":0},"Kosten PV (€)",{"$f":"-PVSystemkosten","v":0},{"$f":"-PVSystemkosten*PVWartung*E31","v":0},0,0,0,0,0,0,0,0,0,0,0,0,0,0,0,0,0,0,0,{"$f":"SUM(D63:X63)","v":0}]
[null,{"$f":"Batteriespeicher","v":0},"Kosten Batterie (€)",{"$f":"-BatterieGesamtkosten","v":0},{"$f":"$D$64*BatterieWartung*E31","v":0},0,0,0,0,0,0,0,0,0,0,0,0,0,0,0,0,0,0,0,0]
[null,{"$f":"Einsparungen","v":0},"Kosten für Einsparungen (€)",{"$f":"-KostenEinsparungen","v":0},0,0,0,0,0,0,0,0,0,0,0,0,0,0,0,0,0,0,0,0,0]
[null,{"$f":"O13","v":0},"Strombezug (€)",0,{"$f":"$B$66*E$32","v":0},0,0,0,0,0,0,0,0,0,0,0,0,0,0,0,0,0,0,0,0]
[null,{"$f":"IF($M$19<>0,$O$12,0)","v":0},"Eigenverbrauchszuschuss",0,{"$f":"IF(E$33=\"Ja\",$P$19,0)","v":0},0,0,0,0,0,0,0,0,0,0,0,0,0,0,0,0,0,0,0,0]
[null,{"$f":"O14","v":0},"Einspeisung (€)",0,{"$f":"$B$68*E$34","v":0},0,0,0,0,0,0,0,0,0,0,0,0,0,0,0,0,0,0,0,0]
[null,null,"Summe Einnahmen-Ausgaben",{"$f":"SUM(D63:D68)","v":0},{"$f":"SUM(E63:E68)","v":0},0,0,0,0,0,0,0,0,0,0,0,0,0,0,0,0,0,0,0,0]
[null,{"$f":"Y70","v":0},"Vorteil gegenüber Referenzszenario (nominal)",{"$f":"(D69-D44)","v":0},0,0,0,0,0,0,0,0,0,0,0,0,0,0,0,0,0,0,0,0,0]
[null,{"$f":"Y71","v":0},"Vorteil gegenüber Referenzszenario (inflationsbereinigt)",{"$f":"(D70)/D$31","v":0},0,0,0,0,0,0,0,0,0,0,0,0,0,0,0,0,0,0,0,0,{"$f":"SUM(D71:X71)","v":0}]
[null,{"$f":"Y72","v":0},"Vorteil gegenüber Szenario 1:",{"$f":"(D69-D54)","v":0},{"$f":"(E69-E54)","v":0},{"$f":"(F69-F54)","v":0},{"$f":"(G69-G54)","v":0},0,0,0,0,0,0,0,0,0,0,0,0,0,0,0,0,0,0]
[null,{"$f":"Y73","v":0},"Vorteil gegenüber Szenario 1: (inflationsbereinigt)",{"$f":"(D72)/D$31","v":0},0,0,0,0,0,0,0,0,0,0,0,0,0,0,0,0,0,0,0,0,0]
[null,null,"IRR (gegenüber Referenz)",{"$f":"IRR(D71:X71)","v":{"$error":"#NUM!"}}]
[null,null,"IRR (gegenüber Szenario 1)",{"$f":"IRR(D73:X73)","v":{"$error":"#NUM!"}}]
[]
[null,null,"IRR mit ersten Rückflüssen im Jahr 0"]
[null,null,"Vorteil gegenüber Referenzszenario",{"$f":"(D71+1/2*E71)","v":0},{"$f":"(E71/2+1/2*F71)","v":0},0,0,0,0,0,0,0,0,0,0,0,0,0,0,0,0,0,0,{"$f":"(X71/2)","v":0},{"$f":"SUM(D78:X78)","v":0}]
[null,null,"Vorteil gegenüber Szenario 1:",{"$f":"(D73+1/2*E73)","v":0},{"$f":"(E73/2+1/2*F73)","v":0},{"$f":"(F73/2+1/2*G73)","v":0},0,0,0,0,0,0,0,0,0,0,0,0,0,0,0,0,0,{"$f":"(X73/2)","v":0},0]
[null,null,"IRR (gegenüber Referenz)",{"$f":"IFERROR(IRR(D78:X78),\"kein IRR\")","v":"kein IRR"},"Szenario2_IRR"]
[null,null,"IRR (gegenüber Szenario 1)",{"$f":"IRR(D79:X79)","v":{"$error":"#NUM!"}},"Szenario2_VergleichS1_IRR"]
[]
[]
[]
[null,null,"Ergebnisausgabe",null,"Referenzszenario beschreibt die jetzige Situatioin ohne PV-Anlage oder mit einer PV-Bestandsanlage (xxxkWp)"]
[]
[null,null,"Referenzszenario"]
[null,null,"Bereits PV Anlage vorhanden",{"$f":"PVExist","v":"Nein"}]
[null,null,"Größe PV-Anlage",{"$f":"ROUND(PVAnlage,1)& \" kWp\"","v":"0 kWp"}]
[null,null,"Batteriespeicher",{"$f":"ROUND(Batteriespeicher,1)& \" kWh\"","v":"0 kWh"}]
[null,null,"Referenzszenario Titel Teil 1","Referenzszenario beschreibt die jetzige Situatioin"]
[null,null,"Referenzszenario Titel Teil 2",{"$f":"IF(PVExist=\"Ja\", \"mit einer PV-Bestandsanlage (\"&ROUND(PVAnlage,1)&\" kWp)\",\"ohne PV-Anlage\")&IF(AND(PVNurNetzeinspeisung=\"Ja\",PVExist=\"Ja\"),\" und ausschließlich Netzeinspeisung\",\"\")","v":"ohne PV-Anlage"},null,null,null,{"$f":"IF(AND(PVNurNetzeinspeisung=\"Ja\",PVExist=\"Ja\"),\" und ausschließlich Netzeinspeisung\",\"\")","v":""}]
[]
[null,null,"Szenario Titel"]
[null,null,null,"Allgemein","PV Bestand","neu PV"]
[null,null,"Szenario 1 Titel Teil 1","Szenario 1 ("]
[null,null,"Szenario 2 Titel Teil 1","Szenario 2 ("]
[null,null,"Szenario 1&2 Titel Teil 2",null,{"$f":"\"PV-Bestandsanlage (\"&D89&\") und Batteriespeicher (\"&D90&\") \"","v":"PV-Bestandsanlage (0 kWp) und Batteriespeicher (0 kWh) "},{"$f":"\"PV-Investition (\"&D89&\") und Batteriespeicher (\"&D90&\") \"","v":"PV-Investition (0 kWp) und Batteriespeicher (0 kWh) "}]
[null,null,"Szenario 1 Titel Teil 3","ohne Stromsparmaßnahmen)"]
[null,null,"Szenario 2 Titel Teil 3",{"$f":"\"mit Stromsparmaßnahmen (\"&ROUND(Einsparungen,0)&\" kWh))\"","v":"mit Stromsparmaßnahmen (0 kWh))"}]
[null,null,"Szenario 1 Titel",{"$f":"D96&IF(PVExist=\"Ja\",E98,F98)&D99","v":"Szenario 1 (PV-Investition (0 kWp) und Batteriespeicher (0 kWh) ohne Stromsparmaßnahmen)"}]
[null,null,"Szenario 1 Titel",{"$f":"D97&IF(PVExist=\"Ja\",E98,F98)&D100","v":"Szenario 2 (PV-Investition (0 kWp) und Batteriespeicher (0 kWh) mit Stromsparmaßnahmen (0 kWh))"}]
[null,null,"Referenzszenario Titel","Referenzszenario",{"$f":"\" mit PV-Bestandsanlage (\"&D89&\") ohne Batteriespeicher\"","v":" mit PV-Bestandsanlage (0 kWp) ohne Batteriespeicher"},{"$f":"\" ohne PV-Anlage und ohne Batteriespeicher\"","v":" ohne PV-Anlage und ohne Batteriespeicher"},{"$f":"D103&IF(PVExist=\"Ja\",E103,F103)","v":"Referenzszenario ohne PV-Anlage und ohne Batteriespeicher"}]
[]
[]
[null,null,"Szenario 1 (ohne Einsparungen)"]
[]
[null,null,null,null,"Allgemein","IRR>0","IRR<=0","Ergebnis"]
[null,null,"IRR (gegenüber Referenz)",{"$f":"Szenario1_IRR","v":"kein IRR"},null,"Reale Verzinsung des eingesetzten Kapitals (um Inflationsrate korrigiert).","Die Investitionen sind nicht wirtschaftlich.",{"$f":"IF(D109>=0,F109,G109)","v":"Reale Verzinsung des eingesetzten Kapitals (um Inflationsrate korrigiert)."}]
[null,null,"Vorteil gegenüber Referenzszenario (nominal)",{"$f":"Y55","v":0},"Unter nominaler Betrachtung ergibt sich ein",{"$f":"\" Gewinn von \"&ROUND(D110,0)&\" Euro.\"","v":" Gewinn von 0 Euro."},{"$f":"\" Verlust von \"&ROUND(D110,0)&\" Euro.\"","v":" Verlust von 0 Euro."},{"$f":"E110&IF(D110>=0,F110,G110)","v":"Unter nominaler Betrachtung ergibt sich ein Gewinn von 0 Euro."}]
[null,null,"Vorteil gegenüber Referenzszenario (inflationsbereinigt)",{"$f":"Y56","v":0},"Inflationsbereinigt ergibt sich ein",{"$f":"\" Gewinn von \"&ROUND(D111,0)&\" Euro.\"","v":" Gewinn von 0 Euro."},{"$f":"\" Verlust von \"&ROUND(D111,0)&\" Euro.\"","v":" Verlust von 0 Euro."},{"$f":"E111&IF(D111>=0,F111,G111)","v":"Inflationsbereinigt ergibt sich ein Gewinn von 0 Euro."}]
[]
[null,null,"Szenario 2 (mit Einsparungen)"]
[]
[null,null,null,null,"Allgemein","IRR>0","IRR<=0","Ergebnis"]
[null,null,"IRR (gegenüber Referenz)",{"$f":"Szenario2_IRR","v":"kein IRR"},null,"Reale Verzinsung des eingesetzten Kapitals (um Inflationsrate korrigiert).","Die Investitionen sind nicht wirtschaftlich.",{"$f":"IF(D116>=0,F116,G116)","v":"Reale Verzinsung des eingesetzten Kapitals (um Inflationsrate korrigiert)."}]
[null,null,"Vorteil gegenüber Referenzszenario (nominal)",{"$f":"B70","v":0},"Unter nominaler Betrachtung ergibt sich ein",{"$f":"\" Gewinn von \"&ROUND(D117,0)&\" Euro.\"","v":" Gewinn von 0 Euro."},{"$f":"\" Verlust von \"&ROUND(D117,0)&\" Euro.\"","v":" Verlust von 0 Euro."},{"$f":"E117&IF(D117>=0,F117,G117)","v":"Unter nominaler Betrachtung ergibt sich ein Gewinn von 0 Euro."}]
[null,null,"Vorteil gegenüber Referenzszenario (inflationsbereinigt)",{"$f":"B71","v":0},"Inflationsbereinigt ergibt sich ein",{"$f":"\" Gewinn von \"&ROUND(D118,0)&\" Euro.\"","v":" Gewinn von 0 Euro."},{"$f":"\" Verlust von \"&ROUND(D118,0)&\" Euro.\"","v":" Verlust von 0 Euro."},{"$f":"E118&IF(D118>=0,F118,G118)","v":"Inflationsbereinigt ergibt sich ein Gewinn von 0 Euro."}]
[]
[null,null,"Hinweis Referenzszenario"]
[null,null,"für PVNurNetzeinspeisung = Ja"]
[null,null,{"$f":"IF(PVNurNetzeinspeisung=\"Ja\",\"Bei der gewählten PV-Bestandsanlage mit ausschließlicher Netzeinspeisung wird bis zum Ende der EEG-Vergütung die gesamte PV-Erzeugung eingespeist. Danach wird eine Umstellung auf Eigenstromnutzung angenommen (Strombezug: \"&ROUND(R13,0) & \" kWh/a, Stromeinspeisung: \" & ROUND(R14,0) &\" kWh/a).\",\"\")","v":""}]

{"sheet":"S1","index":11,"n_rows":8776,"n_cols":30,"rows_kept":4500,"cut":true,"hidden":true,"merged":[],"bounds":{"rows_first":2000,"rows_last":500,"rows_between":2000,"halvings":0}}
["Modellierung"]
[null,null,null,"Datensatz","Lastkurve (W)","PV-Produktion (W)",null,null,"Solarspeicher Periodenanfang","Eigenverbrauch (W)","Bezug (W)","Speicherung / Entnahme (W)","Einspeisung (W)","Speicherstand \nPeriodenende"]
["Model Eingang"]
[]
[]
[]
[]
["Model Ausgang",null,null,null,"Summe","Summe",null,null,null,"Summe","Summe","Summe","Summe",null,null,"Jahresstromverbrauch",{"$f":"E14","v":0}]
[null,null,null,null,{"$f":"SUM(E17:E8776)","v":0},{"$f":"SUM(F17:F8776)","v":0},null,null,{"$f":"AVERAGE(I17:I8776)","v":0},{"$f":"SUM(J17:J8776)","v":0},{"$f":"SUM(K17:K8776)","v":0},{"$f":"SUM(L17:L8776)","v":0},{"$f":"SUM(M17:M8776)","v":0},null,null,"PV-Produktion",{"$f":"F14","v":0}]
[null,null,null,null,null,null,null,null,null,"Wh","Wh","Wh","Wh",null,null,"Eigenverbrauch (kWh)",{"$f":"J14","v":0}]
[null,null,null,null,null,null,null,null,null,null,null,"Summe Speicherung",null,null,null,"Bezug (kWh)",{"$f":"K14","v":0}]
[null,null,null,null,null,null,null,null,null,null,null,{"$f":"(SUMIF(L17:L8776,\">0\"))/1000","v":0},null,null,null,"Einspeisung (kWh)",{"$f":"M14","v":0}]
[null,null,null,null,"Jahresstromverbrauch","PV-Produktion",null,null,null,"Eigenverbrauch (kWh)","Bezug (kWh)","Verluste (Speicherung - Entnahme)","Einspeisung (kWh)",null,null,"Verluste (Speicherung - Entnahme)",{"$f":"L14","v":0}]
[null,null,null,null,{"$f":"E9/1000","v":0},{"$f":"F9/1000","v":0},null,null,null,{"$f":"J9/1000","v":0},{"$f":"K9/1000","v":0},{"$f":"L9/1000","v":0},{"$f":"M9/1000","v":0},null,null,"Volllastzyklen",{"$f":"IFERROR(L12/(BatteriespeicherWh/1000),\"-\")","v":"-"},"20 Jahre",{"$f":"Q14*20","v":{"$error":"#VALUE!"}}]
[null,null,null,null,null,null,null,null,null,null,null,null,null,null,null,"Direktverbrauch",{"$f":"Q10-Q16","v":0}]
["Berechnungen ","Stunde","Tag","Monat","Lastkurve (W)","PV-Produktion",null,null,"Daten","Daten","Daten","Daten","Daten","Daten",null,"Eigenverbrauch aus Batterie",{"$f":"L12-L14","v":0},null,null,null,"Solar-produktion","Verbrauch",null,"Solar-Einspeisung","Netzbezug","Solar-Eigenverbrauch","Eigenverbrauchsquote (rechte Achse)","Autarkiegrad","Einspeisequote","Verluste (%)"]
[null,1,{"$f":"CEILING(B17/24,1)","v":1},{"$f":"MONTH(C17)","v":1},{"$f":"Daten!F30","v":0},{"$f":"Daten!G30","v":0},null,null,0,{"$f":"MIN(E17,F17+I17)","v":0},{"$f":"E17-J17","v":0},{"$f":"MIN((F17-J17),BatteriespeicherWh-I17)","v":0},{"$f":"F17-(J17+L17)","v":0},{"$f":"IF(L17>0,I17+L17*Wirkungsgrad,I17+L17)","v":0},null,"Einspeicherung (kWh)",{"$f":"L12","v":0},null,null,1,{"$f":"SUMIF(D:D,T17,F:F)/1000","v":0},{"$f":"SUMIF(D:D,T17,E:E)/1000","v":0},"Jan",{"$f":"SUMIF(D:D,T17,M:M)/1000","v":0},{"$f":"SUMIF(D:D,T17,K:K)/1000","v":0},{"$f":"SUMIF(D:D,T17,J:J)/1000","v":0},{"$f":"Z17/U17","v":{"$error":"#DIV/0!"}},{"$f":"Z17/V17","v":{"$error":"#DIV/0!"}},{"$f":"X17/U17","v":{"$error":"#DIV/0!"}},{"$f":"(U17-X17-Z17)/U17","v":{"$error":"#DIV/0!"}}]
[null,2,{"$f":"CEILING(B18/24,1)","v":1},{"$f":"MONTH(C18)","v":1},{"$f":"Daten!F31","v":0},{"$f":"Daten!G31","v":0},null,null,{"$f":"N17","v":0},{"$f":"MIN(E18,F18+I18)","v":0},{"$f":"E18-J18","v":0},{"$f":"MIN((F18-J18),BatteriespeicherWh-I18)","v":0},{"$f":"F18-(J18+L18)","v":0},0,null,"Direktverbrauchsquote",{"$f":"Q15/Q9","v":{"$error":"#DIV/0!"}},null,null,2,0,0,"Feb",0,0,0,{"$error":"#DIV/0!"},{"$error":"#DIV/0!"},{"$error":"#DIV/0!"},{"$error":"#DIV/0!"}]
[null,3,1,1,{"$f":"Daten!F32","v":0},{"$f":"Daten!G32","v":0},null,null,{"$f":"N18","v":0},0,0,0,0,0,null,"Eigenverbrauchsquote über Batterie",{"$f":"Q16/Q9","v":{"$error":"#DIV/0!"}},null,null,3,0,0,"Mrz",0,0,0,{"$error":"#DIV/0!"},{"$error":"#DIV/0!"},{"$error":"#DIV/0!"},{"$error":"#DIV/0!"}]
[null,4,1,1,{"$f":"Daten!F33","v":0},{"$f":"Daten!G33","v":0},null,null,{"$f":"N19","v":0},0,0,0,0,0,null,"Eigenverbrauchsquote",{"$f":"Q10/Q9","v":{"$error":"#DIV/0!"}},null,null,4,0,0,"Apr",0,0,0,{"$error":"#DIV/0!"},{"$error":"#DIV/0!"},{"$error":"#DIV/0!"},{"$error":"#DIV/0!"}]
[null,5,1,1,{"$f":"Daten!F34","v":0},{"$f":"Daten!G34","v":0},null,null,0,0,0,0,0,0,null,"Einspeisequote",{"$f":"Q12/Q9","v":{"$error":"#DIV/0!"}},null,null,5,0,0,"Mai",0,0,0,{"$error":"#DIV/0!"},{"$error":"#DIV/0!"},{"$error":"#DIV/0!"},{"$error":"#DIV/0!"}]
[null,6,1,1,{"$f":"Daten!F35","v":0},{"$f":"Daten!G35","v":0},null,null,0,0,0,0,0,0,null,"Verluste Batterie",{"$f":"Q13/Q9","v":{"$error":"#DIV/0!"}},null,null,6,0,0,"Jun",0,0,0,{"$error":"#DIV/0!"},{"$error":"#DIV/0!"},{"$error":"#DIV/0!"},{"$error":"#DIV/0!"}]
[null,7,1,1,{"$f":"Daten!F36","v":0},{"$f":"Daten!G36","v":0},null,null,0,0,0,0,0,0,null,"Autarkiegrad",{"$f":"Q10/Q8","v":{"$error":"#DIV/0!"}},null,null,7,0,0,"Jul",0,0,0,{"$error":"#DIV/0!"},{"$error":"#DIV/0!"},{"$error":"#DIV/0!"},{"$error":"#DIV/0!"}]
[null,8,1,1,{"$f":"Daten!F37","v":0},{"$f":"Daten!G37","v":0},null,null,0,0,0,0,0,0,null,null,null,null,null,8,0,0,"Aug",0,0,0,{"$error":"#DIV/0!"},{"$error":"#DIV/0!"},{"$error":"#DIV/0!"},{"$error":"#DIV/0!"}]
[null,9,1,1,{"$f":"Daten!F38","v":0},{"$f":"Daten!G38","v":0},null,null,0,0,0,0,0,0,null,null,null,null,null,9,0,0,"Sep",0,0,0,{"$error":"#DIV/0!"},{"$error":"#DIV/0!"},{"$error":"#DIV/0!"},{"$error":"#DIV/0!"}]
[null,10,1,1,{"$f":"Daten!F39","v":0},{"$f":"Daten!G39","v":0},null,null,0,0,0,0,0,0,null,null,null,null,null,10,0,0,"Okt",0,0,0,{"$error":"#DIV/0!"},{"$error":"#DIV/0!"},{"$error":"#DIV/0!"},{"$error":"#DIV/0!"}]
[null,11,1,1,{"$f":"Daten!F40","v":0},{"$f":"Daten!G40","v":0},null,null,0,0,0,0,0,0,null,null,null,null,null,11,0,0,"Nov",0,0,0,{"$error":"#DIV/0!"},{"$error":"#DIV/0!"},{"$error":"#DIV/0!"},{"$error":"#DIV/0!"}]
[null,12,1,1,{"$f":"Daten!F41","v":0},{"$f":"Daten!G41","v":0},null,null,0,0,0,0,0,0,null,"Verluste Batterie",{"$f":"Q13/Q9","v":{"$error":"#DIV/0!"}},null,null,12,0,0,"Dez",0,0,0,{"$error":"#DIV/0!"},{"$error":"#DIV/0!"},{"$error":"#DIV/0!"},{"$error":"#DIV/0!"}]
[null,13,1,1,{"$f":"Daten!F42","v":0},{"$f":"Daten!G42","v":0},null,null,0,0,0,0,0,0,null,null,null,null,null,null,"Solar-produktion","Verbrauch",null,"Solar-Einspeisung","Netzbezug","Solar-Eigenverbrauch","Eigenverbrauchsquote","Autarkiegrad","Einspeisequote","Verluste (%)"]
[null,14,1,1,{"$f":"Daten!F43","v":0},{"$f":"Daten!G43","v":0},null,null,0,0,0,0,0,0,null,null,null,null,null,"Jahr",{"$f":"SUM(U17:U28)","v":0},{"$f":"SUM(V17:V28)","v":0},null,{"$f":"SUM(X17:X28)","v":0},{"$f":"SUM(Y17:Y28)","v":0},{"$f":"SUM(Z17:Z28)","v":0},{"$f":"Z30/U30","v":{"$error":"#DIV/0!"}},{"$f":"Z30/V30","v":{"$error":"#DIV/0!"}},{"$f":"X30/U30","v":{"$error":"#DIV/0!"}},{"$f":"(U30-X30-Z30)/U30","v":{"$error":"#DIV/0!"}}]
[null,15,1,1,{"$f":"Daten!F44","v":0},{"$f":"Daten!G44","v":0},null,null,0,0,0,0,0,0]
[null,16,1,1,{"$f":"Daten!F45","v":0},{"$f":"Daten!G45","v":0},null,null,0,0,0,0,0,0]
[null,17,1,1,{"$f":"Daten!F46","v":0},{"$f":"Daten!G46","v":0},null,null,0,0,0,0,0,0]
[null,18,1,1,{"$f":"Daten!F47","v":0},{"$f":"Daten!G47","v":0},null,null,0,0,0,0,0,0]
[null,19,1,1,{"$f":"Daten!F48","v":0},{"$f":"Daten!G48","v":0},null,null,0,0,0,0,0,0]
[null,20,1,1,{"$f":"Daten!F49","v":0},{"$f":"Daten!G49","v":0},null,null,0,0,0,0,0,0]
[null,21,1,1,{"$f":"Daten!F50","v":0},{"$f":"Daten!G50","v":0},null,null,0,0,0,0,0,0]
[null,22,1,1,{"$f":"Daten!F51","v":0},{"$f":"Daten!G51","v":0},null,null,0,0,0,0,0,0]
[null,23,1,1,{"$f":"Daten!F52","v":0},{"$f":"Daten!G52","v":0},null,null,0,0,0,0,0,0]
[null,24,1,1,{"$f":"Daten!F53","v":0},{"$f":"Daten!G53","v":0},null,null,0,0,0,0,0,0]
[null,25,2,1,{"$f":"Daten!F54","v":0},{"$f":"Daten!G54","v":0},null,null,0,0,0,0,0,0]
[null,26,2,1,{"$f":"Daten!F55","v":0},{"$f":"Daten!G55","v":0},null,null,0,0,0,0,0,0]
[null,27,2,1,{"$f":"Daten!F56","v":0},{"$f":"Daten!G56","v":0},null,null,0,0,0,0,0,0]
[null,28,2,1,{"$f":"Daten!F57","v":0},{"$f":"Daten!G57","v":0},null,null,0,0,0,0,0,0]
[null,29,2,1,{"$f":"Daten!F58","v":0},{"$f":"Daten!G58","v":0},null,null,0,0,0,0,0,0]
[null,30,2,1,{"$f":"Daten!F59","v":0},{"$f":"Daten!G59","v":0},null,null,0,0,0,0,0,0]
[null,31,2,1,{"$f":"Daten!F60","v":0},{"$f":"Daten!G60","v":0},null,null,0,0,0,0,0,0]
[null,32,2,1,{"$f":"Daten!F61","v":0},{"$f":"Daten!G61","v":0},null,null,0,0,0,0,0,0]
[null,33,2,1,{"$f":"Daten!F62","v":0},{"$f":"Daten!G62","v":0},null,null,0,0,0,0,0,0]
[null,34,2,1,{"$f":"Daten!F63","v":0},{"$f":"Daten!G63","v":0},null,null,0,0,0,0,0,0]
[null,35,2,1,{"$f":"Daten!F64","v":0},{"$f":"Daten!G64","v":0},null,null,0,0,0,0,0,0]
[null,36,2,1,{"$f":"Daten!F65","v":0},{"$f":"Daten!G65","v":0},null,null,0,0,0,0,0,0]
[null,37,2,1,{"$f":"Daten!F66","v":0},{"$f":"Daten!G66","v":0},null,null,0,0,0,0,0,0]
[null,38,2,1,{"$f":"Daten!F67","v":0},{"$f":"Daten!G67","v":0},null,null,0,0,0,0,0,0]
[null,39,2,1,{"$f":"Daten!F68","v":0},{"$f":"Daten!G68","v":0},null,null,0,0,0,0,0,0]
[null,40,2,1,{"$f":"Daten!F69","v":0},{"$f":"Daten!G69","v":0},null,null,0,0,0,0,0,0]
[null,41,2,1,{"$f":"Daten!F70","v":0},{"$f":"Daten!G70","v":0},null,null,0,0,0,0,0,0]
[null,42,2,1,{"$f":"Daten!F71","v":0},{"$f":"Daten!G71","v":0},null,null,0,0,0,0,0,0]
[null,43,2,1,{"$f":"Daten!F72","v":0},{"$f":"Daten!G72","v":0},null,null,0,0,0,0,0,0]
[null,44,2,1,{"$f":"Daten!F73","v":0},{"$f":"Daten!G73","v":0},null,null,0,0,0,0,0,0]
[null,45,2,1,{"$f":"Daten!F74","v":0},{"$f":"Daten!G74","v":0},null,null,0,0,0,0,0,0]
[null,46,2,1,{"$f":"Daten!F75","v":0},{"$f":"Daten!G75","v":0},null,null,0,0,0,0,0,0]
[null,47,2,1,{"$f":"Daten!F76","v":0},{"$f":"Daten!G76","v":0},null,null,0,0,0,0,0,0]
[null,48,2,1,{"$f":"Daten!F77","v":0},{"$f":"Daten!G77","v":0},null,null,0,0,0,0,0,0]
[null,49,3,1,{"$f":"Daten!F78","v":0},{"$f":"Daten!G78","v":0},null,null,0,0,0,0,0,0]
[null,50,3,1,{"$f":"Daten!F79","v":0},{"$f":"Daten!G79","v":0},null,null,0,0,0,0,0,0]
[null,51,3,1,{"$f":"Daten!F80","v":0},{"$f":"Daten!G80","v":0},null,null,0,0,0,0,0,0]
[null,52,3,1,{"$f":"Daten!F81","v":0},{"$f":"Daten!G81","v":0},null,null,0,0,0,0,0,0]
[null,53,3,1,{"$f":"Daten!F82","v":0},{"$f":"Daten!G82","v":0},null,null,0,0,0,0,0,0]
[null,54,3,1,{"$f":"Daten!F83","v":0},{"$f":"Daten!G83","v":0},null,null,0,0,0,0,0,0]
[null,55,3,1,{"$f":"Daten!F84","v":0},{"$f":"Daten!G84","v":0},null,null,0,0,0,0,0,0]
[null,56,3,1,{"$f":"Daten!F85","v":0},{"$f":"Daten!G85","v":0},null,null,0,0,0,0,0,0]
[null,57,3,1,{"$f":"Daten!F86","v":0},{"$f":"Daten!G86","v":0},null,null,0,0,0,0,0,0]
[null,58,3,1,{"$f":"Daten!F87","v":0},{"$f":"Daten!G87","v":0},null,null,0,0,0,0,0,0]
[null,59,3,1,{"$f":"Daten!F88","v":0},{"$f":"Daten!G88","v":0},null,null,0,0,0,0,0,0]
[null,60,3,1,{"$f":"Daten!F89","v":0},{"$f":"Daten!G89","v":0},null,null,0,0,0,0,0,0]
[null,61,3,1,{"$f":"Daten!F90","v":0},{"$f":"Daten!G90","v":0},null,null,0,0,0,0,0,0]
[null,62,3,1,{"$f":"Daten!F91","v":0},{"$f":"Daten!G91","v":0},null,null,0,0,0,0,0,0]
[null,63,3,1,{"$f":"Daten!F92","v":0},{"$f":"Daten!G92","v":0},null,null,0,0,0,0,0,0]
[null,64,3,1,{"$f":"Daten!F93","v":0},{"$f":"Daten!G93","v":0},null,null,0,0,0,0,0,0]
[null,65,3,1,{"$f":"Daten!F94","v":0},{"$f":"Daten!G94","v":0},null,null,0,{"$f":"MIN(E81,F81+I81)","v":0},{"$f":"E81-J81","v":0},{"$f":"MIN((F81-J81),BatteriespeicherWh-I81)","v":0},0,{"$f":"IF(L81>0,I81+L81*Wirkungsgrad,I81+L81)","v":0}]
[null,66,{"$f":"CEILING(B82/24,1)","v":3},{"$f":"MONTH(C82)","v":1},{"$f":"Daten!F95","v":0},{"$f":"Daten!G95","v":0},null,null,{"$f":"N81","v":0},0,0,0,{"$f":"F82-(J82+L82)","v":0},0]
[null,67,3,1,{"$f":"Daten!F96","v":0},{"$f":"Daten!G96","v":0},null,null,0,0,0,0,0,0]
[null,68,3,1,{"$f":"Daten!F97","v":0},{"$f":"Daten!G97","v":0},null,null,0,0,0,0,0,0]
[null,69,3,1,{"$f":"Daten!F98","v":0},{"$f":"Daten!G98","v":0},null,null,0,0,0,0,0,0]
[null,70,3,1,{"$f":"Daten!F99","v":0},{"$f":"Daten!G99","v":0},null,null,0,0,0,0,0,0]
[null,71,3,1,{"$f":"Daten!F100","v":0},{"$f":"Daten!G100","v":0},null,null,0,0,0,0,0,0]
[null,72,3,1,{"$f":"Daten!F101","v":0},{"$f":"Daten!G101","v":0},null,null,0,0,0,0,0,0]
[null,73,4,1,{"$f":"Daten!F102","v":0},{"$f":"Daten!G102","v":0},null,null,0,0,0,0,0,0]
[null,74,4,1,{"$f":"Daten!F103","v":0},{"$f":"Daten!G103","v":0},null,null,0,0,0,0,0,0]
[null,75,4,1,{"$f":"Daten!F104","v":0},{"$f":"Daten!G104","v":0},null,null,0,0,0,0,0,0]
[null,76,4,1,{"$f":"Daten!F105","v":0},{"$f":"Daten!G105","v":0},null,null,0,0,0,0,0,0]
[null,77,4,1,{"$f":"Daten!F106","v":0},{"$f":"Daten!G106","v":0},null,null,0,0,0,0,0,0]
[null,78,4,1,{"$f":"Daten!F107","v":0},{"$f":"Daten!G107","v":0},null,null,0,0,0,0,0,0]
[null,79,4,1,{"$f":"Daten!F108","v":0},{"$f":"Daten!G108","v":0},null,null,0,0,0,0,0,0]
[null,80,4,1,{"$f":"Daten!F109","v":0},{"$f":"Daten!G109","v":0},null,null,0,0,0,0,0,0]
[null,81,4,1,{"$f":"Daten!F110","v":0},{"$f":"Daten!G110","v":0},null,null,0,0,0,0,0,0]
[null,82,4,1,{"$f":"Daten!F111","v":0},{"$f":"Daten!G111","v":0},null,null,0,0,0,0,0,0]
[null,83,4,1,{"$f":"Daten!F112","v":0},{"$f":"Daten!G112","v":0},null,null,0,0,0,0,0,0]
[null,84,4,1,{"$f":"Daten!F113","v":0},{"$f":"Daten!G113","v":0},null,null,0,0,0,0,0,0]
[null,85,4,1,{"$f":"Daten!F114","v":0},{"$f":"Daten!G114","v":0},null,null,0,0,0,0,0,0]
[null,86,4,1,{"$f":"Daten!F115","v":0},{"$f":"Daten!G115","v":0},null,null,0,0,0,0,0,0]
[null,87,4,1,{"$f":"Daten!F116","v":0},{"$f":"Daten!G116","v":0},null,null,0,0,0,0,0,0]
[null,88,4,1,{"$f":"Daten!F117","v":0},{"$f":"Daten!G117","v":0},null,null,0,0,0,0,0,0]
[null,89,4,1,{"$f":"Daten!F118","v":0},{"$f":"Daten!G118","v":0},null,null,0,0,0,0,0,0]
[null,90,4,1,{"$f":"Daten!F119","v":0},{"$f":"Daten!G119","v":0},null,null,0,0,0,0,0,0]
[null,91,4,1,{"$f":"Daten!F120","v":0},{"$f":"Daten!G120","v":0},null,null,0,0,0,0,0,0]
[null,92,4,1,{"$f":"Daten!F121","v":0},{"$f":"Daten!G121","v":0},null,null,0,0,0,0,0,0]
[null,93,4,1,{"$f":"Daten!F122","v":0},{"$f":"Daten!G122","v":0},null,null,0,0,0,0,0,0]
[null,94,4,1,{"$f":"Daten!F123","v":0},{"$f":"Daten!G123","v":0},null,null,0,0,0,0,0,0]
[null,95,4,1,{"$f":"Daten!F124","v":0},{"$f":"Daten!G124","v":0},null,null,0,0,0,0,0,0]
[null,96,4,1,{"$f":"Daten!F125","v":0},{"$f":"Daten!G125","v":0},null,null,0,0,0,0,0,0]
[null,97,5,1,{"$f":"Daten!F126","v":0},{"$f":"Daten!G126","v":0},null,null,0,0,0,0,0,0]
[null,98,5,1,{"$f":"Daten!F127","v":0},{"$f":"Daten!G127","v":0},null,null,0,0,0,0,0,0]
[null,99,5,1,{"$f":"Daten!F128","v":0},{"$f":"Daten!G128","v":0},null,null,0,0,0,0,0,0]
[null,100,5,1,{"$f":"Daten!F129","v":0},{"$f":"Daten!G129","v":0},null,null,0,0,0,0,0,0]
[null,101,5,1,{"$f":"Daten!F130","v":0},{"$f":"Daten!G130","v":0},null,null,0,0,0,0,0,0]
[null,102,5,1,{"$f":"Daten!F131","v":0},{"$f":"Daten!G131","v":0},null,null,0,0,0,0,0,0]
[null,103,5,1,{"$f":"Daten!F132","v":0},{"$f":"Daten!G132","v":0},null,null,0,0,0,0,0,0]
[null,104,5,1,{"$f":"Daten!F133","v":0},{"$f":"Daten!G133","v":0},null,null,0,0,0,0,0,0]
[null,105,5,1,{"$f":"Daten!F134","v":0},{"$f":"Daten!G134","v":0},null,null,0,0,0,0,0,0]
[null,106,5,1,{"$f":"Daten!F135","v":0},{"$f":"Daten!G135","v":0},null,null,0,0,0,0,0,0]
[null,107,5,1,{"$f":"Daten!F136","v":0},{"$f":"Daten!G136","v":0},null,null,0,0,0,0,0,0]
[null,108,5,1,{"$f":"Daten!F137","v":0},{"$f":"Daten!G137","v":0},null,null,0,0,0,0,0,0]
[null,109,5,1,{"$f":"Daten!F138","v":0},{"$f":"Daten!G138","v":0},null,null,0,0,0,0,0,0]
[null,110,5,1,{"$f":"Daten!F139","v":0},{"$f":"Daten!G139","v":0},null,null,0,0,0,0,0,0]
[null,111,5,1,{"$f":"Daten!F140","v":0},{"$f":"Daten!G140","v":0},null,null,0,0,0,0,0,0]
[null,112,5,1,{"$f":"Daten!F141","v":0},{"$f":"Daten!G141","v":0},null,null,0,0,0,0,0,0]
[null,113,5,1,{"$f":"Daten!F142","v":0},{"$f":"Daten!G142","v":0},null,null,0,0,0,0,0,0]
[null,114,5,1,{"$f":"Daten!F143","v":0},{"$f":"Daten!G143","v":0},null,null,0,0,0,0,0,0]
[null,115,5,1,{"$f":"Daten!F144","v":0},{"$f":"Daten!G144","v":0},null,null,0,0,0,0,0,0]
[null,116,5,1,{"$f":"Daten!F145","v":0},{"$f":"Daten!G145","v":0},null,null,0,0,0,0,0,0]
[null,117,5,1,{"$f":"Daten!F146","v":0},{"$f":"Daten!G146","v":0},null,null,0,0,0,0,0,0]
[null,118,5,1,{"$f":"Daten!F147","v":0},{"$f":"Daten!G147","v":0},null,null,0,0,0,0,0,0]
[null,119,5,1,{"$f":"Daten!F148","v":0},{"$f":"Daten!G148","v":0},null,null,0,0,0,0,0,0]
[null,120,5,1,{"$f":"Daten!F149","v":0},{"$f":"Daten!G149","v":0},null,null,0,0,0,0,0,0]
[null,121,6,1,{"$f":"Daten!F150","v":0},{"$f":"Daten!G150","v":0},null,null,0,0,0,0,0,0]
[null,122,6,1,{"$f":"Daten!F151","v":0},{"$f":"Daten!G151","v":0},null,null,0,0,0,0,0,0]
[null,123,6,1,{"$f":"Daten!F152","v":0},{"$f":"Daten!G152","v":0},null,null,0,0,0,0,0,0]
[null,124,6,1,{"$f":"Daten!F153","v":0},{"$f":"Daten!G153","v":0},null,null,0,0,0,0,0,0]
[null,125,6,1,{"$f":"Daten!F154","v":0},{"$f":"Daten!G154","v":0},null,null,0,0,0,0,0,0]
[null,126,6,1,{"$f":"Daten!F155","v":0},{"$f":"Daten!G155","v":0},null,null,0,0,0,0,0,0]
[null,127,6,1,{"$f":"Daten!F156","v":0},{"$f":"Daten!G156","v":0},null,null,0,0,0,0,0,0]
[null,128,6,1,{"$f":"Daten!F157","v":0},{"$f":"Daten!G157","v":0},null,null,0,0,0,0,0,0]
[null,129,6,1,{"$f":"Daten!F158","v":0},{"$f":"Daten!G158","v":0},null,null,0,{"$f":"MIN(E145,F145+I145)","v":0},{"$f":"E145-J145","v":0},{"$f":"MIN((F145-J145),BatteriespeicherWh-I145)","v":0},0,{"$f":"IF(L145>0,I145+L145*Wirkungsgrad,I145+L145)","v":0}]
[null,130,{"$f":"CEILING(B146/24,1)","v":6},{"$f":"MONTH(C146)","v":1},{"$f":"Daten!F159","v":0},{"$f":"Daten!G159","v":0},null,null,{"$f":"N145","v":0},0,0,0,{"$f":"F146-(J146+L146)","v":0},0]
[null,131,6,1,{"$f":"Daten!F160","v":0},{"$f":"Daten!G160","v":0},null,null,0,0,0,0,0,0]
[null,132,6,1,{"$f":"Daten!F161","v":0},{"$f":"Daten!G161","v":0},null,null,0,0,0,0,0,0]
[null,133,6,1,{"$f":"Daten!F162","v":0},{"$f":"Daten!G162","v":0},null,null,0,0,0,0,0,0]
[null,134,6,1,{"$f":"Daten!F163","v":0},{"$f":"Daten!G163","v":0},null,null,0,0,0,0,0,0]
[null,135,6,1,{"$f":"Daten!F164","v":0},{"$f":"Daten!G164","v":0},null,null,0,0,0,0,0,0]
[null,136,6,1,{"$f":"Daten!F165","v":0},{"$f":"Daten!G165","v":0},null,null,0,0,0,0,0,0]
[null,137,6,1,{"$f":"Daten!F166","v":0},{"$f":"Daten!G166","v":0},null,null,0,0,0,0,0,0]
[null,138,6,1,{"$f":"Daten!F167","v":0},{"$f":"Daten!G167","v":0},null,null,0,0,0,0,0,0]
[null,139,6,1,{"$f":"Daten!F168","v":0},{"$f":"Daten!G168","v":0},null,null,0,0,0,0,0,0]
[null,140,6,1,{"$f":"Daten!F169","v":0},{"$f":"Daten!G169","v":0},null,null,0,0,0,0,0,0]
[null,141,6,1,{"$f":"Daten!F170","v":0},{"$f":"Daten!G170","v":0},null,null,0,0,0,0,0,0]
[null,142,6,1,{"$f":"Daten!F171","v":0},{"$f":"Daten!G171","v":0},null,null,0,0,0,0,0,0]
[null,143,6,1,{"$f":"Daten!F172","v":0},{"$f":"Daten!G172","v":0},null,null,0,0,0,0,0,0]
[null,144,6,1,{"$f":"Daten!F173","v":0},{"$f":"Daten!G173","v":0},null,null,0,0,0,0,0,0]
[null,145,7,1,{"$f":"Daten!F174","v":0},{"$f":"Daten!G174","v":0},null,null,0,0,0,0,0,0]
[null,146,7,1,{"$f":"Daten!F175","v":0},{"$f":"Daten!G175","v":0},null,null,0,0,0,0,0,0]
[null,147,7,1,{"$f":"Daten!F176","v":0},{"$f":"Daten!G176","v":0},null,null,0,0,0,0,0,0]
[null,148,7,1,{"$f":"Daten!F177","v":0},{"$f":"Daten!G177","v":0},null,null,0,0,0,0,0,0]
[null,149,7,1,{"$f":"Daten!F178","v":0},{"$f":"Daten!G178","v":0},null,null,0,0,0,0,0,0]
[null,150,7,1,{"$f":"Daten!F179","v":0},{"$f":"Daten!G179","v":0},null,null,0,0,0,0,0,0]
[null,151,7,1,{"$f":"Daten!F180","v":0},{"$f":"Daten!G180","v":0},null,null,0,0,0,0,0,0]
[null,152,7,1,{"$f":"Daten!F181","v":0},{"$f":"Daten!G181","v":0},null,null,0,0,0,0,0,0]
[null,153,7,1,{"$f":"Daten!F182","v":0},{"$f":"Daten!G182","v":0},null,null,0,0,0,0,0,0]
[null,154,7,1,{"$f":"Daten!F183","v":0},{"$f":"Daten!G183","v":0},null,null,0,0,0,0,0,0]
[null,155,7,1,{"$f":"Daten!F184","v":0},{"$f":"Daten!G184","v":0},null,null,0,0,0,0,0,0]
[null,156,7,1,{"$f":"Daten!F185","v":0},{"$f":"Daten!G185","v":0},null,null,0,0,0,0,0,0]
[null,157,7,1,{"$f":"Daten!F186","v":0},{"$f":"Daten!G186","v":0},null,null,0,0,0,0,0,0]
[null,158,7,1,{"$f":"Daten!F187","v":0},{"$f":"Daten!G187","v":0},null,null,0,0,0,0,0,0]
[null,159,7,1,{"$f":"Daten!F188","v":0},{"$f":"Daten!G188","v":0},null,null,0,0,0,0,0,0]
[null,160,7,1,{"$f":"Daten!F189","v":0},{"$f":"Daten!G189","v":0},null,null,0,0,0,0,0,0]
[null,161,7,1,{"$f":"Daten!F190","v":0},{"$f":"Daten!G190","v":0},null,null,0,0,0,0,0,0]
[null,162,7,1,{"$f":"Daten!F191","v":0},{"$f":"Daten!G191","v":0},null,null,0,0,0,0,0,0]
[null,163,7,1,{"$f":"Daten!F192","v":0},{"$f":"Daten!G192","v":0},null,null,0,0,0,0,0,0]
[null,164,7,1,{"$f":"Daten!F193","v":0},{"$f":"Daten!G193","v":0},null,null,0,0,0,0,0,0]
[null,165,7,1,{"$f":"Daten!F194","v":0},{"$f":"Daten!G194","v":0},null,null,0,0,0,0,0,0]
[null,166,7,1,{"$f":"Daten!F195","v":0},{"$f":"Daten!G195","v":0},null,null,0,0,0,0,0,0]
[null,167,7,1,{"$f":"Daten!F196","v":0},{"$f":"Daten!G196","v":0},null,null,0,0,0,0,0,0]
[null,168,7,1,{"$f":"Daten!F197","v":0},{"$f":"Daten!G197","v":0},null,null,0,0,0,0,0,0]
[null,169,8,1,{"$f":"Daten!F198","v":0},{"$f":"Daten!G198","v":0},null,null,0,0,0,0,0,0]
[null,170,8,1,{"$f":"Daten!F199","v":0},{"$f":"Daten!G199","v":0},null,null,0,0,0,0,0,0]
[null,171,8,1,{"$f":"Daten!F200","v":0},{"$f":"Daten!G200","v":0},null,null,0,0,0,0,0,0]
[null,172,8,1,{"$f":"Daten!F201","v":0},{"$f":"Daten!G201","v":0},null,null,0,0,0,0,0,0]
[null,173,8,1,{"$f":"Daten!F202","v":0},{"$f":"Daten!G202","v":0},null,null,0,0,0,0,0,0]
[null,174,8,1,{"$f":"Daten!F203","v":0},{"$f":"Daten!G203","v":0},null,null,0,0,0,0,0,0]
[null,175,8,1,{"$f":"Daten!F204","v":0},{"$f":"Daten!G204","v":0},null,null,0,0,0,0,0,0]
[null,176,8,1,{"$f":"Daten!F205","v":0},{"$f":"Daten!G205","v":0},null,null,0,0,0,0,0,0]
[null,177,8,1,{"$f":"Daten!F206","v":0},{"$f":"Daten!G206","v":0},null,null,0,0,0,0,0,0]
[null,178,8,1,{"$f":"Daten!F207","v":0},{"$f":"Daten!G207","v":0},null,null,0,0,0,0,0,0]
[null,179,8,1,{"$f":"Daten!F208","v":0},{"$f":"Daten!G208","v":0},null,null,0,0,0,0,0,0]
[null,180,8,1,{"$f":"Daten!F209","v":0},{"$f":"Daten!G209","v":0},null,null,0,0,0,0,0,0]
[null,181,8,1,{"$f":"Daten!F210","v":0},{"$f":"Daten!G210","v":0},null,null,0,0,0,0,0,0]
[null,182,8,1,{"$f":"Daten!F211","v":0},{"$f":"Daten!G211","v":0},null,null,0,0,0,0,0,0]
[null,183,8,1,{"$f":"Daten!F212","v":0},{"$f":"Daten!G212","v":0},null,null,0,0,0,0,0,0]
[null,184,8,1,{"$f":"Daten!F213","v":0},{"$f":"Daten!G213","v":0},null,null,0,0,0,0,0,0]
[null,185,8,1,{"$f":"Daten!F214","v":0},{"$f":"Daten!G214","v":0},null,null,0,0,0,0,0,0]
[null,186,8,1,{"$f":"Daten!F215","v":0},{"$f":"Daten!G215","v":0},null,null,0,0,0,0,0,0]
[null,187,8,1,{"$f":"Daten!F216","v":0},{"$f":"Daten!G216","v":0},null,null,0,0,0,0,0,0]
[null,188,8,1,{"$f":"Daten!F217","v":0},{"$f":"Daten!G217","v":0},null,null,0,0,0,0,0,0]
[null,189,8,1,{"$f":"Daten!F218","v":0},{"$f":"Daten!G218","v":0},null,null,0,0,0,0,0,0]
[null,190,8,1,{"$f":"Daten!F219","v":0},{"$f":"Daten!G219","v":0},null,null,0,0,0,0,0,0]
[null,191,8,1,{"$f":"Daten!F220","v":0},{"$f":"Daten!G220","v":0},null,null,0,0,0,0,0,0]
[null,192,8,1,{"$f":"Daten!F221","v":0},{"$f":"Daten!G221","v":0},null,null,0,0,0,0,0,0]
[null,193,9,1,{"$f":"Daten!F222","v":0},{"$f":"Daten!G222","v":0},null,null,0,{"$f":"MIN(E209,F209+I209)","v":0},{"$f":"E209-J209","v":0},{"$f":"MIN((F209-J209),BatteriespeicherWh-I209)","v":0},0,{"$f":"IF(L209>0,I209+L209*Wirkungsgrad,I209+L209)","v":0}]
[null,194,{"$f":"CEILING(B210/24,1)","v":9},{"$f":"MONTH(C210)","v":1},{"$f":"Daten!F223","v":0},{"$f":"Daten!G223","v":0},null,null,{"$f":"N209","v":0},0,0,0,{"$f":"F210-(J210+L210)","v":0},0]
[null,195,9,1,{"$f":"Daten!F224","v":0},{"$f":"Daten!G224","v":0},null,null,0,0,0,0,0,0]
[null,196,9,1,{"$f":"Daten!F225","v":0},{"$f":"Daten!G225","v":0},null,null,0,0,0,0,0,0]
[null,197,9,1,{"$f":"Daten!F226","v":0},{"$f":"Daten!G226","v":0},null,null,0,0,0,0,0,0]
[null,198,9,1,{"$f":"Daten!F227","v":0},{"$f":"Daten!G227","v":0},null,null,0,0,0,0,0,0]
[null,199,9,1,{"$f":"Daten!F228","v":0},{"$f":"Daten!G228","v":0},null,null,0,0,0,0,0,0]
[null,200,9,1,{"$f":"Daten!F229","v":0},{"$f":"Daten!G229","v":0},null,null,0,0,0,0,0,0]
[null,201,9,1,{"$f":"Daten!F230","v":0},{"$f":"Daten!G230","v":0},null,null,0,0,0,0,0,0]
[null,202,9,1,{"$f":"Daten!F231","v":0},{"$f":"Daten!G231","v":0},null,null,0,0,0,0,0,0]
[null,203,9,1,{"$f":"Daten!F232","v":0},{"$f":"Daten!G232","v":0},null,null,0,0,0,0,0,0]
[null,204,9,1,{"$f":"Daten!F233","v":0},{"$f":"Daten!G233","v":0},null,null,0,0,0,0,0,0]
[null,205,9,1,{"$f":"Daten!F234","v":0},{"$f":"Daten!G234","v":0},null,null,0,0,0,0,0,0]
[null,206,9,1,{"$f":"Daten!F235","v":0},{"$f":"Daten!G235","v":0},null,null,0,0,0,0,0,0]
[null,207,9,1,{"$f":"Daten!F236","v":0},{"$f":"Daten!G236","v":0},null,null,0,0,0,0,0,0]
[null,208,9,1,{"$f":"Daten!F237","v":0},{"$f":"Daten!G237","v":0},null,null,0,0,0,0,0,0]
[null,209,9,1,{"$f":"Daten!F238","v":0},{"$f":"Daten!G238","v":0},null,null,0,0,0,0,0,0]
[null,210,9,1,{"$f":"Daten!F239","v":0},{"$f":"Daten!G239","v":0},null,null,0,0,0,0,0,0]
[null,211,9,1,{"$f":"Daten!F240","v":0},{"$f":"Daten!G240","v":0},null,null,0,0,0,0,0,0]
[null,212,9,1,{"$f":"Daten!F241","v":0},{"$f":"Daten!G241","v":0},null,null,0,0,0,0,0,0]
[null,213,9,1,{"$f":"Daten!F242","v":0},{"$f":"Daten!G242","v":0},null,null,0,0,0,0,0,0]
[null,214,9,1,{"$f":"Daten!F243","v":0},{"$f":"Daten!G243","v":0},null,null,0,0,0,0,0,0]
[null,215,9,1,{"$f":"Daten!F244","v":0},{"$f":"Daten!G244","v":0},null,null,0,0,0,0,0,0]
[null,216,9,1,{"$f":"Daten!F245","v":0},{"$f":"Daten!G245","v":0},null,null,0,0,0,0,0,0]
[null,217,10,1,{"$f":"Daten!F246","v":0},{"$f":"Daten!G246","v":0},null,null,0,0,0,0,0,0]
[null,218,10,1,{"$f":"Daten!F247","v":0},{"$f":"Daten!G247","v":0},null,null,0,0,0,0,0,0]
[null,219,10,1,{"$f":"Daten!F248","v":0},{"$f":"Daten!G248","v":0},null,null,0,0,0,0,0,0]
[null,220,10,1,{"$f":"Daten!F249","v":0},{"$f":"Daten!G249","v":0},null,null,0,0,0,0,0,0]
[null,221,10,1,{"$f":"Daten!F250","v":0},{"$f":"Daten!G250","v":0},null,null,0,0,0,0,0,0]
[null,222,10,1,{"$f":"Daten!F251","v":0},{"$f":"Daten!G251","v":0},null,null,0,0,0,0,0,0]
[null,223,10,1,{"$f":"Daten!F252","v":0},{"$f":"Daten!G252","v":0},null,null,0,0,0,0,0,0]
[null,224,10,1,{"$f":"Daten!F253","v":0},{"$f":"Daten!G253","v":0},null,null,0,0,0,0,0,0]
[null,225,10,1,{"$f":"Daten!F254","v":0},{"$f":"Daten!G254","v":0},null,null,0,0,0,0,0,0]
[null,226,10,1,{"$f":"Daten!F255","v":0},{"$f":"Daten!G255","v":0},null,null,0,0,0,0,0,0]
[null,227,10,1,{"$f":"Daten!F256","v":0},{"$f":"Daten!G256","v":0},null,null,0,0,0,0,0,0]
[null,228,10,1,{"$f":"Daten!F257","v":0},{"$f":"Daten!G257","v":0},null,null,0,0,0,0,0,0]
[null,229,10,1,{"$f":"Daten!F258","v":0},{"$f":"Daten!G258","v":0},null,null,0,0,0,0,0,0]
[null,230,10,1,{"$f":"Daten!F259","v":0},{"$f":"Daten!G259","v":0},null,null,0,0,0,0,0,0]
[null,231,10,1,{"$f":"Daten!F260","v":0},{"$f":"Daten!G260","v":0},null,null,0,0,0,0,0,0]
[null,232,10,1,{"$f":"Daten!F261","v":0},{"$f":"Daten!G261","v":0},null,null,0,0,0,0,0,0]
[null,233,10,1,{"$f":"Daten!F262","v":0},{"$f":"Daten!G262","v":0},null,null,0,0,0,0,0,0]
[null,234,10,1,{"$f":"Daten!F263","v":0},{"$f":"Daten!G263","v":0},null,null,0,0,0,0,0,0]
[null,235,10,1,{"$f":"Daten!F264","v":0},{"$f":"Daten!G264","v":0},null,null,0,0,0,0,0,0]
[null,236,10,1,{"$f":"Daten!F265","v":0},{"$f":"Daten!G265","v":0},null,null,0,0,0,0,0,0]
[null,237,10,1,{"$f":"Daten!F266","v":0},{"$f":"Daten!G266","v":0},null,null,0,0,0,0,0,0]
[null,238,10,1,{"$f":"Daten!F267","v":0},{"$f":"Daten!G267","v":0},null,null,0,0,0,0,0,0]
[null,239,10,1,{"$f":"Daten!F268","v":0},{"$f":"Daten!G268","v":0},null,null,0,0,0,0,0,0]
[null,240,10,1,{"$f":"Daten!F269","v":0},{"$f":"Daten!G269","v":0},null,null,0,0,0,0,0,0]
[null,241,11,1,{"$f":"Daten!F270","v":0},{"$f":"Daten!G270","v":0},null,null,0,0,0,0,0,0]
[null,242,11,1,{"$f":"Daten!F271","v":0},{"$f":"Daten!G271","v":0},null,null,0,0,0,0,0,0]
[null,243,11,1,{"$f":"Daten!F272","v":0},{"$f":"Daten!G272","v":0},null,null,0,0,0,0,0,0]
[null,244,11,1,{"$f":"Daten!F273","v":0},{"$f":"Daten!G273","v":0},null,null,0,0,0,0,0,0]
[null,245,11,1,{"$f":"Daten!F274","v":0},{"$f":"Daten!G274","v":0},null,null,0,0,0,0,0,0]
[null,246,11,1,{"$f":"Daten!F275","v":0},{"$f":"Daten!G275","v":0},null,null,0,0,0,0,0,0]
[null,247,11,1,{"$f":"Daten!F276","v":0},{"$f":"Daten!G276","v":0},null,null,0,0,0,0,0,0]
[null,248,11,1,{"$f":"Daten!F277","v":0},{"$f":"Daten!G277","v":0},null,null,0,0,0,0,0,0]
[null,249,11,1,{"$f":"Daten!F278","v":0},{"$f":"Daten!G278","v":0},null,null,0,0,0,0,0,0]
[null,250,11,1,{"$f":"Daten!F279","v":0},{"$f":"Daten!G279","v":0},null,null,0,0,0,0,0,0]
[null,251,11,1,{"$f":"Daten!F280","v":0},{"$f":"Daten!G280","v":0},null,null,0,0,0,0,0,0]
[null,252,11,1,{"$f":"Daten!F281","v":0},{"$f":"Daten!G281","v":0},null,null,0,0,0,0,0,0]
[null,253,11,1,{"$f":"Daten!F282","v":0},{"$f":"Daten!G282","v":0},null,null,0,0,0,0,0,0]
[null,254,11,1,{"$f":"Daten!F283","v":0},{"$f":"Daten!G283","v":0},null,null,0,0,0,0,0,0]
[null,255,11,1,{"$f":"Daten!F284","v":0},{"$f":"Daten!G284","v":0},null,null,0,0,0,0,0,0]
[null,256,11,1,{"$f":"Daten!F285","v":0},{"$f":"Daten!G285","v":0},null,null,0,0,0,0,0,0]
[null,257,11,1,{"$f":"Daten!F286","v":0},{"$f":"Daten!G286","v":0},null,null,0,{"$f":"MIN(E273,F273+I273)","v":0},{"$f":"E273-J273","v":0},{"$f":"MIN((F273-J273),BatteriespeicherWh-I273)","v":0},0,{"$f":"IF(L273>0,I273+L273*Wirkungsgrad,I273+L273)","v":0}]
[null,258,{"$f":"CEILING(B274/24,1)","v":11},{"$f":"MONTH(C274)","v":1},{"$f":"Daten!F287","v":0},{"$f":"Daten!G287","v":0},null,null,{"$f":"N273","v":0},0,0,0,{"$f":"F274-(J274+L274)","v":0},0]
[null,259,11,1,{"$f":"Daten!F288","v":0},{"$f":"Daten!G288","v":0},null,null,0,0,0,0,0,0]
[null,260,11,1,{"$f":"Daten!F289","v":0},{"$f":"Daten!G289","v":0},null,null,0,0,0,0,0,0]
[null,261,11,1,{"$f":"Daten!F290","v":0},{"$f":"Daten!G290","v":0},null,null,0,0,0,0,0,0]
[null,262,11,1,{"$f":"Daten!F291","v":0},{"$f":"Daten!G291","v":0},null,null,0,0,0,0,0,0]
[null,263,11,1,{"$f":"Daten!F292","v":0},{"$f":"Daten!G292","v":0},null,null,0,0,0,0,0,0]
[null,264,11,1,{"$f":"Daten!F293","v":0},{"$f":"Daten!G293","v":0},null,null,0,0,0,0,0,0]
[null,265,12,1,{"$f":"Daten!F294","v":0},{"$f":"Daten!G294","v":0},null,null,0,0,0,0,0,0]
[null,266,12,1,{"$f":"Daten!F295","v":0},{"$f":"Daten!G295","v":0},null,null,0,0,0,0,0,0]
[null,267,12,1,{"$f":"Daten!F296","v":0},{"$f":"Daten!G296","v":0},null,null,0,0,0,0,0,0]
[null,268,12,1,{"$f":"Daten!F297","v":0},{"$f":"Daten!G297","v":0},null,null,0,0,0,0,0,0]
[null,269,12,1,{"$f":"Daten!F298","v":0},{"$f":"Daten!G298","v":0},null,null,0,0,0,0,0,0]
[null,270,12,1,{"$f":"Daten!F299","v":0},{"$f":"Daten!G299","v":0},null,null,0,0,0,0,0,0]
[null,271,12,1,{"$f":"Daten!F300","v":0},{"$f":"Daten!G300","v":0},null,null,0,0,0,0,0,0]
[null,272,12,1,{"$f":"Daten!F301","v":0},{"$f":"Daten!G301","v":0},null,null,0,0,0,0,0,0]
[null,273,12,1,{"$f":"Daten!F302","v":0},{"$f":"Daten!G302","v":0},null,null,0,0,0,0,0,0]
[null,274,12,1,{"$f":"Daten!F303","v":0},{"$f":"Daten!G303","v":0},null,null,0,0,0,0,0,0]
[null,275,12,1,{"$f":"Daten!F304","v":0},{"$f":"Daten!G304","v":0},null,null,0,0,0,0,0,0]
[null,276,12,1,{"$f":"Daten!F305","v":0},{"$f":"Daten!G305","v":0},null,null,0,0,0,0,0,0]
[null,277,12,1,{"$f":"Daten!F306","v":0},{"$f":"Daten!G306","v":0},null,null,0,0,0,0,0,0]
[null,278,12,1,{"$f":"Daten!F307","v":0},{"$f":"Daten!G307","v":0},null,null,0,0,0,0,0,0]
[null,279,12,1,{"$f":"Daten!F308","v":0},{"$f":"Daten!G308","v":0},null,null,0,0,0,0,0,0]
[null,280,12,1,{"$f":"Daten!F309","v":0},{"$f":"Daten!G309","v":0},null,null,0,0,0,0,0,0]
[null,281,12,1,{"$f":"Daten!F310","v":0},{"$f":"Daten!G310","v":0},null,null,0,0,0,0,0,0]
[null,282,12,1,{"$f":"Daten!F311","v":0},{"$f":"Daten!G311","v":0},null,null,0,0,0,0,0,0]
[null,283,12,1,{"$f":"Daten!F312","v":0},{"$f":"Daten!G312","v":0},null,null,0,0,0,0,0,0]
[null,284,12,1,{"$f":"Daten!F313","v":0},{"$f":"Daten!G313","v":0},null,null,0,0,0,0,0,0]
[null,285,12,1,{"$f":"Daten!F314","v":0},{"$f":"Daten!G314","v":0},null,null,0,0,0,0,0,0]
[null,286,12,1,{"$f":"Daten!F315","v":0},{"$f":"Daten!G315","v":0},null,null,0,0,0,0,0,0]
[null,287,12,1,{"$f":"Daten!F316","v":0},{"$f":"Daten!G316","v":0},null,null,0,0,0,0,0,0]
[null,288,12,1,{"$f":"Daten!F317","v":0},{"$f":"Daten!G317","v":0},null,null,0,0,0,0,0,0]
[null,289,13,1,{"$f":"Daten!F318","v":0},{"$f":"Daten!G318","v":0},null,null,0,0,0,0,0,0]
[null,290,13,1,{"$f":"Daten!F319","v":0},{"$f":"Daten!G319","v":0},null,null,0,0,0,0,0,0]
[null,291,13,1,{"$f":"Daten!F320","v":0},{"$f":"Daten!G320","v":0},null,null,0,0,0,0,0,0]
[null,292,13,1,{"$f":"Daten!F321","v":0},{"$f":"Daten!G321","v":0},null,null,0,0,0,0,0,0]
[null,293,13,1,{"$f":"Daten!F322","v":0},{"$f":"Daten!G322","v":0},null,null,0,0,0,0,0,0]
[null,294,13,1,{"$f":"Daten!F323","v":0},{"$f":"Daten!G323","v":0},null,null,0,0,0,0,0,0]
[null,295,13,1,{"$f":"Daten!F324","v":0},{"$f":"Daten!G324","v":0},null,null,0,0,0,0,0,0]
[null,296,13,1,{"$f":"Daten!F325","v":0},{"$f":"Daten!G325","v":0},null,null,0,0,0,0,0,0]
[null,297,13,1,{"$f":"Daten!F326","v":0},{"$f":"Daten!G326","v":0},null,null,0,0,0,0,0,0]
[null,298,13,1,{"$f":"Daten!F327","v":0},{"$f":"Daten!G327","v":0},null,null,0,0,0,0,0,0]
[null,299,13,1,{"$f":"Daten!F328","v":0},{"$f":"Daten!G328","v":0},null,null,0,0,0,0,0,0]
[null,300,13,1,{"$f":"Daten!F329","v":0},{"$f":"Daten!G329","v":0},null,null,0,0,0,0,0,0]
[null,301,13,1,{"$f":"Daten!F330","v":0},{"$f":"Daten!G330","v":0},null,null,0,0,0,0,0,0]
[null,302,13,1,{"$f":"Daten!F331","v":0},{"$f":"Daten!G331","v":0},null,null,0,0,0,0,0,0]
[null,303,13,1,{"$f":"Daten!F332","v":0},{"$f":"Daten!G332","v":0},null,null,0,0,0,0,0,0]
[null,304,13,1,{"$f":"Daten!F333","v":0},{"$f":"Daten!G333","v":0},null,null,0,0,0,0,0,0]
[null,305,13,1,{"$f":"Daten!F334","v":0},{"$f":"Daten!G334","v":0},null,null,0,0,0,0,0,0]
[null,306,13,1,{"$f":"Daten!F335","v":0},{"$f":"Daten!G335","v":0},null,null,0,0,0,0,0,0]
[null,307,13,1,{"$f":"Daten!F336","v":0},{"$f":"Daten!G336","v":0},null,null,0,0,0,0,0,0]
[null,308,13,1,{"$f":"Daten!F337","v":0},{"$f":"Daten!G337","v":0},null,null,0,0,0,0,0,0]
[null,309,13,1,{"$f":"Daten!F338","v":0},{"$f":"Daten!G338","v":0},null,null,0,0,0,0,0,0]
[null,310,13,1,{"$f":"Daten!F339","v":0},{"$f":"Daten!G339","v":0},null,null,0,0,0,0,0,0]
[null,311,13,1,{"$f":"Daten!F340","v":0},{"$f":"Daten!G340","v":0},null,null,0,0,0,0,0,0]
[null,312,13,1,{"$f":"Daten!F341","v":0},{"$f":"Daten!G341","v":0},null,null,0,0,0,0,0,0]
[null,313,14,1,{"$f":"Daten!F342","v":0},{"$f":"Daten!G342","v":0},null,null,0,0,0,0,0,0]
[null,314,14,1,{"$f":"Daten!F343","v":0},{"$f":"Daten!G343","v":0},null,null,0,0,0,0,0,0]
[null,315,14,1,{"$f":"Daten!F344","v":0},{"$f":"Daten!G344","v":0},null,null,0,0,0,0,0,0]
[null,316,14,1,{"$f":"Daten!F345","v":0},{"$f":"Daten!G345","v":0},null,null,0,0,0,0,0,0]
[null,317,14,1,{"$f":"Daten!F346","v":0},{"$f":"Daten!G346","v":0},null,null,0,0,0,0,0,0]
[null,318,14,1,{"$f":"Daten!F347","v":0},{"$f":"Daten!G347","v":0},null,null,0,0,0,0,0,0]
[null,319,14,1,{"$f":"Daten!F348","v":0},{"$f":"Daten!G348","v":0},null,null,0,0,0,0,0,0]
[null,320,14,1,{"$f":"Daten!F349","v":0},{"$f":"Daten!G349","v":0},null,null,0,0,0,0,0,0]
[null,321,14,1,{"$f":"Daten!F350","v":0},{"$f":"Daten!G350","v":0},null,null,0,{"$f":"MIN(E337,F337+I337)","v":0},{"$f":"E337-J337","v":0},{"$f":"MIN((F337-J337),BatteriespeicherWh-I337)","v":0},0,{"$f":"IF(L337>0,I337+L337*Wirkungsgrad,I337+L337)","v":0}]
[null,322,{"$f":"CEILING(B338/24,1)","v":14},{"$f":"MONTH(C338)","v":1},{"$f":"Daten!F351","v":0},{"$f":"Daten!G351","v":0},null,null,{"$f":"N337","v":0},0,0,0,{"$f":"F338-(J338+L338)","v":0},0]
[null,323,14,1,{"$f":"Daten!F352","v":0},{"$f":"Daten!G352","v":0},null,null,0,0,0,0,0,0]
[null,324,14,1,{"$f":"Daten!F353","v":0},{"$f":"Daten!G353","v":0},null,null,0,0,0,0,0,0]
[null,325,14,1,{"$f":"Daten!F354","v":0},{"$f":"Daten!G354","v":0},null,null,0,0,0,0,0,0]
[null,326,14,1,{"$f":"Daten!F355","v":0},{"$f":"Daten!G355","v":0},null,null,0,0,0,0,0,0]
[null,327,14,1,{"$f":"Daten!F356","v":0},{"$f":"Daten!G356","v":0},null,null,0,0,0,0,0,0]
[null,328,14,1,{"$f":"Daten!F357","v":0},{"$f":"Daten!G357","v":0},null,null,0,0,0,0,0,0]
[null,329,14,1,{"$f":"Daten!F358","v":0},{"$f":"Daten!G358","v":0},null,null,0,0,0,0,0,0]
[null,330,14,1,{"$f":"Daten!F359","v":0},{"$f":"Daten!G359","v":0},null,null,0,0,0,0,0,0]
[null,331,14,1,{"$f":"Daten!F360","v":0},{"$f":"Daten!G360","v":0},null,null,0,0,0,0,0,0]
[null,332,14,1,{"$f":"Daten!F361","v":0},{"$f":"Daten!G361","v":0},null,null,0,0,0,0,0,0]
[null,333,14,1,{"$f":"Daten!F362","v":0},{"$f":"Daten!G362","v":0},null,null,0,0,0,0,0,0]
[null,334,14,1,{"$f":"Daten!F363","v":0},{"$f":"Daten!G363","v":0},null,null,0,0,0,0,0,0]
[null,335,14,1,{"$f":"Daten!F364","v":0},{"$f":"Daten!G364","v":0},null,null,0,0,0,0,0,0]
[null,336,14,1,{"$f":"Daten!F365","v":0},{"$f":"Daten!G365","v":0},null,null,0,0,0,0,0,0]
[null,337,15,1,{"$f":"Daten!F366","v":0},{"$f":"Daten!G366","v":0},null,null,0,0,0,0,0,0]
[null,338,15,1,{"$f":"Daten!F367","v":0},{"$f":"Daten!G367","v":0},null,null,0,0,0,0,0,0]
[null,339,15,1,{"$f":"Daten!F368","v":0},{"$f":"Daten!G368","v":0},null,null,0,0,0,0,0,0]
[null,340,15,1,{"$f":"Daten!F369","v":0},{"$f":"Daten!G369","v":0},null,null,0,0,0,0,0,0]
[null,341,15,1,{"$f":"Daten!F370","v":0},{"$f":"Daten!G370","v":0},null,null,0,0,0,0,0,0]
[null,342,15,1,{"$f":"Daten!F371","v":0},{"$f":"Daten!G371","v":0},null,null,0,0,0,0,0,0]
[null,343,15,1,{"$f":"Daten!F372","v":0},{"$f":"Daten!G372","v":0},null,null,0,0,0,0,0,0]
[null,344,15,1,{"$f":"Daten!F373","v":0},{"$f":"Daten!G373","v":0},null,null,0,0,0,0,0,0]
[null,345,15,1,{"$f":"Daten!F374","v":0},{"$f":"Daten!G374","v":0},null,null,0,0,0,0,0,0]
[null,346,15,1,{"$f":"Daten!F375","v":0},{"$f":"Daten!G375","v":0},null,null,0,0,0,0,0,0]
[null,347,15,1,{"$f":"Daten!F376","v":0},{"$f":"Daten!G376","v":0},null,null,0,0,0,0,0,0]
[null,348,15,1,{"$f":"Daten!F377","v":0},{"$f":"Daten!G377","v":0},null,null,0,0,0,0,0,0]
[null,349,15,1,{"$f":"Daten!F378","v":0},{"$f":"Daten!G378","v":0},null,null,0,0,0,0,0,0]
[null,350,15,1,{"$f":"Daten!F379","v":0},{"$f":"Daten!G379","v":0},null,null,0,0,0,0,0,0]
[null,351,15,1,{"$f":"Daten!F380","v":0},{"$f":"Daten!G380","v":0},null,null,0,0,0,0,0,0]
[null,352,15,1,{"$f":"Daten!F381","v":0},{"$f":"Daten!G381","v":0},null,null,0,0,0,0,0,0]
[null,353,15,1,{"$f":"Daten!F382","v":0},{"$f":"Daten!G382","v":0},null,null,0,0,0,0,0,0]
[null,354,15,1,{"$f":"Daten!F383","v":0},{"$f":"Daten!G383","v":0},null,null,0,0,0,0,0,0]
[null,355,15,1,{"$f":"Daten!F384","v":0},{"$f":"Daten!G384","v":0},null,null,0,0,0,0,0,0]
[null,356,15,1,{"$f":"Daten!F385","v":0},{"$f":"Daten!G385","v":0},null,null,0,0,0,0,0,0]
[null,357,15,1,{"$f":"Daten!F386","v":0},{"$f":"Daten!G386","v":0},null,null,0,0,0,0,0,0]
[null,358,15,1,{"$f":"Daten!F387","v":0},{"$f":"Daten!G387","v":0},null,null,0,0,0,0,0,0]
[null,359,15,1,{"$f":"Daten!F388","v":0},{"$f":"Daten!G388","v":0},null,null,0,0,0,0,0,0]
[null,360,15,1,{"$f":"Daten!F389","v":0},{"$f":"Daten!G389","v":0},null,null,0,0,0,0,0,0]
[null,361,16,1,{"$f":"Daten!F390","v":0},{"$f":"Daten!G390","v":0},null,null,0,0,0,0,0,0]
[null,362,16,1,{"$f":"Daten!F391","v":0},{"$f":"Daten!G391","v":0},null,null,0,0,0,0,0,0]
[null,363,16,1,{"$f":"Daten!F392","v":0},{"$f":"Daten!G392","v":0},null,null,0,0,0,0,0,0]
[null,364,16,1,{"$f":"Daten!F393","v":0},{"$f":"Daten!G393","v":0},null,null,0,0,0,0,0,0]
[null,365,16,1,{"$f":"Daten!F394","v":0},{"$f":"Daten!G394","v":0},null,null,0,0,0,0,0,0]
[null,366,16,1,{"$f":"Daten!F395","v":0},{"$f":"Daten!G395","v":0},null,null,0,0,0,0,0,0]
[null,367,16,1,{"$f":"Daten!F396","v":0},{"$f":"Daten!G396","v":0},null,null,0,0,0,0,0,0]
[null,368,16,1,{"$f":"Daten!F397","v":0},{"$f":"Daten!G397","v":0},null,null,0,0,0,0,0,0]
[null,369,16,1,{"$f":"Daten!F398","v":0},{"$f":"Daten!G398","v":0},null,null,0,0,0,0,0,0]
[null,370,16,1,{"$f":"Daten!F399","v":0},{"$f":"Daten!G399","v":0},null,null,0,0,0,0,0,0]
[null,371,16,1,{"$f":"Daten!F400","v":0},{"$f":"Daten!G400","v":0},null,null,0,0,0,0,0,0]
[null,372,16,1,{"$f":"Daten!F401","v":0},{"$f":"Daten!G401","v":0},null,null,0,0,0,0,0,0]
[null,373,16,1,{"$f":"Daten!F402","v":0},{"$f":"Daten!G402","v":0},null,null,0,0,0,0,0,0]
[null,374,16,1,{"$f":"Daten!F403","v":0},{"$f":"Daten!G403","v":0},null,null,0,0,0,0,0,0]
[null,375,16,1,{"$f":"Daten!F404","v":0},{"$f":"Daten!G404","v":0},null,null,0,0,0,0,0,0]
[null,376,16,1,{"$f":"Daten!F405","v":0},{"$f":"Daten!G405","v":0},null,null,0,0,0,0,0,0]
[null,377,16,1,{"$f":"Daten!F406","v":0},{"$f":"Daten!G406","v":0},null,null,0,0,0,0,0,0]
[null,378,16,1,{"$f":"Daten!F407","v":0},{"$f":"Daten!G407","v":0},null,null,0,0,0,0,0,0]
[null,379,16,1,{"$f":"Daten!F408","v":0},{"$f":"Daten!G408","v":0},null,null,0,0,0,0,0,0]
[null,380,16,1,{"$f":"Daten!F409","v":0},{"$f":"Daten!G409","v":0},null,null,0,0,0,0,0,0]
[null,381,16,1,{"$f":"Daten!F410","v":0},{"$f":"Daten!G410","v":0},null,null,0,0,0,0,0,0]
[null,382,16,1,{"$f":"Daten!F411","v":0},{"$f":"Daten!G411","v":0},null,null,0,0,0,0,0,0]
[null,383,16,1,{"$f":"Daten!F412","v":0},{"$f":"Daten!G412","v":0},null,null,0,0,0,0,0,0]
[null,384,16,1,{"$f":"Daten!F413","v":0},{"$f":"Daten!G413","v":0},null,null,0,0,0,0,0,0]
[null,385,17,1,{"$f":"Daten!F414","v":0},{"$f":"Daten!G414","v":0},null,null,0,{"$f":"MIN(E401,F401+I401)","v":0},{"$f":"E401-J401","v":0},{"$f":"MIN((F401-J401),BatteriespeicherWh-I401)","v":0},0,{"$f":"IF(L401>0,I401+L401*Wirkungsgrad,I401+L401)","v":0}]
[null,386,{"$f":"CEILING(B402/24,1)","v":17},{"$f":"MONTH(C402)","v":1},{"$f":"Daten!F415","v":0},{"$f":"Daten!G415","v":0},null,null,{"$f":"N401","v":0},0,0,0,{"$f":"F402-(J402+L402)","v":0},0]
[null,387,17,1,{"$f":"Daten!F416","v":0},{"$f":"Daten!G416","v":0},null,null,0,0,0,0,0,0]
[null,388,17,1,{"$f":"Daten!F417","v":0},{"$f":"Daten!G417","v":0},null,null,0,0,0,0,0,0]
[null,389,17,1,{"$f":"Daten!F418","v":0},{"$f":"Daten!G418","v":0},null,null,0,0,0,0,0,0]
[null,390,17,1,{"$f":"Daten!F419","v":0},{"$f":"Daten!G419","v":0},null,null,0,0,0,0,0,0]
[null,391,17,1,{"$f":"Daten!F420","v":0},{"$f":"Daten!G420","v":0},null,null,0,0,0,0,0,0]
[null,392,17,1,{"$f":"Daten!F421","v":0},{"$f":"Daten!G421","v":0},null,null,0,0,0,0,0,0]
[null,393,17,1,{"$f":"Daten!F422","v":0},{"$f":"Daten!G422","v":0},null,null,0,0,0,0,0,0]
[null,394,17,1,{"$f":"Daten!F423","v":0},{"$f":"Daten!G423","v":0},null,null,0,0,0,0,0,0]
[null,395,17,1,{"$f":"Daten!F424","v":0},{"$f":"Daten!G424","v":0},null,null,0,0,0,0,0,0]
[null,396,17,1,{"$f":"Daten!F425","v":0},{"$f":"Daten!G425","v":0},null,null,0,0,0,0,0,0]
[null,397,17,1,{"$f":"Daten!F426","v":0},{"$f":"Daten!G426","v":0},null,null,0,0,0,0,0,0]
[null,398,17,1,{"$f":"Daten!F427","v":0},{"$f":"Daten!G427","v":0},null,null,0,0,0,0,0,0]
[null,399,17,1,{"$f":"Daten!F428","v":0},{"$f":"Daten!G428","v":0},null,null,0,0,0,0,0,0]
[null,400,17,1,{"$f":"Daten!F429","v":0},{"$f":"Daten!G429","v":0},null,null,0,0,0,0,0,0]
[null,401,17,1,{"$f":"Daten!F430","v":0},{"$f":"Daten!G430","v":0},null,null,0,0,0,0,0,0]
[null,402,17,1,{"$f":"Daten!F431","v":0},{"$f":"Daten!G431","v":0},null,null,0,0,0,0,0,0]
[null,403,17,1,{"$f":"Daten!F432","v":0},{"$f":"Daten!G432","v":0},null,null,0,0,0,0,0,0]
[null,404,17,1,{"$f":"Daten!F433","v":0},{"$f":"Daten!G433","v":0},null,null,0,0,0,0,0,0]
[null,405,17,1,{"$f":"Daten!F434","v":0},{"$f":"Daten!G434","v":0},null,null,0,0,0,0,0,0]
[null,406,17,1,{"$f":"Daten!F435","v":0},{"$f":"Daten!G435","v":0},null,null,0,0,0,0,0,0]
[null,407,17,1,{"$f":"Daten!F436","v":0},{"$f":"Daten!G436","v":0},null,null,0,0,0,0,0,0]
[null,408,17,1,{"$f":"Daten!F437","v":0},{"$f":"Daten!G437","v":0},null,null,0,0,0,0,0,0]
[null,409,18,1,{"$f":"Daten!F438","v":0},{"$f":"Daten!G438","v":0},null,null,0,0,0,0,0,0]
[null,410,18,1,{"$f":"Daten!F439","v":0},{"$f":"Daten!G439","v":0},null,null,0,0,0,0,0,0]
[null,411,18,1,{"$f":"Daten!F440","v":0},{"$f":"Daten!G440","v":0},null,null,0,0,0,0,0,0]
[null,412,18,1,{"$f":"Daten!F441","v":0},{"$f":"Daten!G441","v":0},null,null,0,0,0,0,0,0]
[null,413,18,1,{"$f":"Daten!F442","v":0},{"$f":"Daten!G442","v":0},null,null,0,0,0,0,0,0]
[null,414,18,1,{"$f":"Daten!F443","v":0},{"$f":"Daten!G443","v":0},null,null,0,0,0,0,0,0]
[null,415,18,1,{"$f":"Daten!F444","v":0},{"$f":"Daten!G444","v":0},null,null,0,0,0,0,0,0]
[null,416,18,1,{"$f":"Daten!F445","v":0},{"$f":"Daten!G445","v":0},null,null,0,0,0,0,0,0]
[null,417,18,1,{"$f":"Daten!F446","v":0},{"$f":"Daten!G446","v":0},null,null,0,0,0,0,0,0]
[null,418,18,1,{"$f":"Daten!F447","v":0},{"$f":"Daten!G447","v":0},null,null,0,0,0,0,0,0]
[null,419,18,1,{"$f":"Daten!F448","v":0},{"$f":"Daten!G448","v":0},null,null,0,0,0,0,0,0]
[null,420,18,1,{"$f":"Daten!F449","v":0},{"$f":"Daten!G449","v":0},null,null,0,0,0,0,0,0]
[null,421,18,1,{"$f":"Daten!F450","v":0},{"$f":"Daten!G450","v":0},null,null,0,0,0,0,0,0]
[null,422,18,1,{"$f":"Daten!F451","v":0},{"$f":"Daten!G451","v":0},null,null,0,0,0,0,0,0]
[null,423,18,1,{"$f":"Daten!F452","v":0},{"$f":"Daten!G452","v":0},null,null,0,0,0,0,0,0]
[null,424,18,1,{"$f":"Daten!F453","v":0},{"$f":"Daten!G453","v":0},null,null,0,0,0,0,0,0]
[null,425,18,1,{"$f":"Daten!F454","v":0},{"$f":"Daten!G454","v":0},null,null,0,0,0,0,0,0]
[null,426,18,1,{"$f":"Daten!F455","v":0},{"$f":"Daten!G455","v":0},null,null,0,0,0,0,0,0]
[null,427,18,1,{"$f":"Daten!F456","v":0},{"$f":"Daten!G456","v":0},null,null,0,0,0,0,0,0]
[null,428,18,1,{"$f":"Daten!F457","v":0},{"$f":"Daten!G457","v":0},null,null,0,0,0,0,0,0]
[null,429,18,1,{"$f":"Daten!F458","v":0},{"$f":"Daten!G458","v":0},null,null,0,0,0,0,0,0]
[null,430,18,1,{"$f":"Daten!F459","v":0},{"$f":"Daten!G459","v":0},null,null,0,0,0,0,0,0]
[null,431,18,1,{"$f":"Daten!F460","v":0},{"$f":"Daten!G460","v":0},null,null,0,0,0,0,0,0]
[null,432,18,1,{"$f":"Daten!F461","v":0},{"$f":"Daten!G461","v":0},null,null,0,0,0,0,0,0]
[null,433,19,1,{"$f":"Daten!F462","v":0},{"$f":"Daten!G462","v":0},null,null,0,0,0,0,0,0]
[null,434,19,1,{"$f":"Daten!F463","v":0},{"$f":"Daten!G463","v":0},null,null,0,0,0,0,0,0]
[null,435,19,1,{"$f":"Daten!F464","v":0},{"$f":"Daten!G464","v":0},null,null,0,0,0,0,0,0]
[null,436,19,1,{"$f":"Daten!F465","v":0},{"$f":"Daten!G465","v":0},null,null,0,0,0,0,0,0]
[null,437,19,1,{"$f":"Daten!F466","v":0},{"$f":"Daten!G466","v":0},null,null,0,0,0,0,0,0]
[null,438,19,1,{"$f":"Daten!F467","v":0},{"$f":"Daten!G467","v":0},null,null,0,0,0,0,0,0]
[null,439,19,1,{"$f":"Daten!F468","v":0},{"$f":"Daten!G468","v":0},null,null,0,0,0,0,0,0]
[null,440,19,1,{"$f":"Daten!F469","v":0},{"$f":"Daten!G469","v":0},null,null,0,0,0,0,0,0]
[null,441,19,1,{"$f":"Daten!F470","v":0},{"$f":"Daten!G470","v":0},null,null,0,0,0,0,0,0]
[null,442,19,1,{"$f":"Daten!F471","v":0},{"$f":"Daten!G471","v":0},null,null,0,0,0,0,0,0]
[null,443,19,1,{"$f":"Daten!F472","v":0},{"$f":"Daten!G472","v":0},null,null,0,0,0,0,0,0]
[null,444,19,1,{"$f":"Daten!F473","v":0},{"$f":"Daten!G473","v":0},null,null,0,0,0,0,0,0]
[null,445,19,1,{"$f":"Daten!F474","v":0},{"$f":"Daten!G474","v":0},null,null,0,0,0,0,0,0]
[null,446,19,1,{"$f":"Daten!F475","v":0},{"$f":"Daten!G475","v":0},null,null,0,0,0,0,0,0]
[null,447,19,1,{"$f":"Daten!F476","v":0},{"$f":"Daten!G476","v":0},null,null,0,0,0,0,0,0]
[null,448,19,1,{"$f":"Daten!F477","v":0},{"$f":"Daten!G477","v":0},null,null,0,0,0,0,0,0]
[null,449,19,1,{"$f":"Daten!F478","v":0},{"$f":"Daten!G478","v":0},null,null,0,{"$f":"MIN(E465,F465+I465)","v":0},{"$f":"E465-J465","v":0},{"$f":"MIN((F465-J465),BatteriespeicherWh-I465)","v":0},0,{"$f":"IF(L465>0,I465+L465*Wirkungsgrad,I465+L465)","v":0}]
[null,450,{"$f":"CEILING(B466/24,1)","v":19},{"$f":"MONTH(C466)","v":1},{"$f":"Daten!F479","v":0},{"$f":"Daten!G479","v":0},null,null,{"$f":"N465","v":0},0,0,0,{"$f":"F466-(J466+L466)","v":0},0]
[null,451,19,1,{"$f":"Daten!F480","v":0},{"$f":"Daten!G480","v":0},null,null,0,0,0,0,0,0]
[null,452,19,1,{"$f":"Daten!F481","v":0},{"$f":"Daten!G481","v":0},null,null,0,0,0,0,0,0]
[null,453,19,1,{"$f":"Daten!F482","v":0},{"$f":"Daten!G482","v":0},null,null,0,0,0,0,0,0]
[null,454,19,1,{"$f":"Daten!F483","v":0},{"$f":"Daten!G483","v":0},null,null,0,0,0,0,0,0]
[null,455,19,1,{"$f":"Daten!F484","v":0},{"$f":"Daten!G484","v":0},null,null,0,0,0,0,0,0]
[null,456,19,1,{"$f":"Daten!F485","v":0},{"$f":"Daten!G485","v":0},null,null,0,0,0,0,0,0]
[null,457,20,1,{"$f":"Daten!F486","v":0},{"$f":"Daten!G486","v":0},null,null,0,0,0,0,0,0]
[null,458,20,1,{"$f":"Daten!F487","v":0},{"$f":"Daten!G487","v":0},null,null,0,0,0,0,0,0]
[null,459,20,1,{"$f":"Daten!F488","v":0},{"$f":"Daten!G488","v":0},null,null,0,0,0,0,0,0]
[null,460,20,1,{"$f":"Daten!F489","v":0},{"$f":"Daten!G489","v":0},null,null,0,0,0,0,0,0]
[null,461,20,1,{"$f":"Daten!F490","v":0},{"$f":"Daten!G490","v":0},null,null,0,0,0,0,0,0]
[null,462,20,1,{"$f":"Daten!F491","v":0},{"$f":"Daten!G491","v":0},null,null,0,0,0,0,0,0]
[null,463,20,1,{"$f":"Daten!F492","v":0},{"$f":"Daten!G492","v":0},null,null,0,0,0,0,0,0]
[null,464,20,1,{"$f":"Daten!F493","v":0},{"$f":"Daten!G493","v":0},null,null,0,0,0,0,0,0]
[null,465,20,1,{"$f":"Daten!F494","v":0},{"$f":"Daten!G494","v":0},null,null,0,0,0,0,0,0]
[null,466,20,1,{"$f":"Daten!F495","v":0},{"$f":"Daten!G495","v":0},null,null,0,0,0,0,0,0]
[null,467,20,1,{"$f":"Daten!F496","v":0},{"$f":"Daten!G496","v":0},null,null,0,0,0,0,0,0]
[null,468,20,1,{"$f":"Daten!F497","v":0},{"$f":"Daten!G497","v":0},null,null,0,0,0,0,0,0]
[null,469,20,1,{"$f":"Daten!F498","v":0},{"$f":"Daten!G498","v":0},null,null,0,0,0,0,0,0]
[null,470,20,1,{"$f":"Daten!F499","v":0},{"$f":"Daten!G499","v":0},null,null,0,0,0,0,0,0]
[null,471,20,1,{"$f":"Daten!F500","v":0},{"$f":"Daten!G500","v":0},null,null,0,0,0,0,0,0]
[null,472,20,1,{"$f":"Daten!F501","v":0},{"$f":"Daten!G501","v":0},null,null,0,0,0,0,0,0]
[null,473,20,1,{"$f":"Daten!F502","v":0},{"$f":"Daten!G502","v":0},null,null,0,0,0,0,0,0]
[null,474,20,1,{"$f":"Daten!F503","v":0},{"$f":"Daten!G503","v":0},null,null,0,0,0,0,0,0]
[null,475,20,1,{"$f":"Daten!F504","v":0},{"$f":"Daten!G504","v":0},null,null,0,0,0,0,0,0]
[null,476,20,1,{"$f":"Daten!F505","v":0},{"$f":"Daten!G505","v":0},null,null,0,0,0,0,0,0]
[null,477,20,1,{"$f":"Daten!F506","v":0},{"$f":"Daten!G506","v":0},null,null,0,0,0,0,0,0]
[null,478,20,1,{"$f":"Daten!F507","v":0},{"$f":"Daten!G507","v":0},null,null,0,0,0,0,0,0]
[null,479,20,1,{"$f":"Daten!F508","v":0},{"$f":"Daten!G508","v":0},null,null,0,0,0,0,0,0]
[null,480,20,1,{"$f":"Daten!F509","v":0},{"$f":"Daten!G509","v":0},null,null,0,0,0,0,0,0]
[null,481,21,1,{"$f":"Daten!F510","v":0},{"$f":"Daten!G510","v":0},null,null,0,0,0,0,0,0]
[null,482,21,1,{"$f":"Daten!F511","v":0},{"$f":"Daten!G511","v":0},null,null,0,0,0,0,0,0]
[null,483,21,1,{"$f":"Daten!F512","v":0},{"$f":"Daten!G512","v":0},null,null,0,0,0,0,0,0]
[null,484,21,1,{"$f":"Daten!F513","v":0},{"$f":"Daten!G513","v":0},null,null,0,0,0,0,0,0]
[null,485,21,1,{"$f":"Daten!F514","v":0},{"$f":"Daten!G514","v":0},null,null,0,0,0,0,0,0]
[null,486,21,1,{"$f":"Daten!F515","v":0},{"$f":"Daten!G515","v":0},null,null,0,0,0,0,0,0]
[null,487,21,1,{"$f":"Daten!F516","v":0},{"$f":"Daten!G516","v":0},null,null,0,0,0,0,0,0]
[null,488,21,1,{"$f":"Daten!F517","v":0},{"$f":"Daten!G517","v":0},null,null,0,0,0,0,0,0]
[null,489,21,1,{"$f":"Daten!F518","v":0},{"$f":"Daten!G518","v":0},null,null,0,0,0,0,0,0]
[null,490,21,1,{"$f":"Daten!F519","v":0},{"$f":"Daten!G519","v":0},null,null,0,0,0,0,0,0]
[null,491,21,1,{"$f":"Daten!F520","v":0},{"$f":"Daten!G520","v":0},null,null,0,0,0,0,0,0]
[null,492,21,1,{"$f":"Daten!F521","v":0},{"$f":"Daten!G521","v":0},null,null,0,0,0,0,0,0]
[null,493,21,1,{"$f":"Daten!F522","v":0},{"$f":"Daten!G522","v":0},null,null,0,0,0,0,0,0]
[null,494,21,1,{"$f":"Daten!F523","v":0},{"$f":"Daten!G523","v":0},null,null,0,0,0,0,0,0]
[null,495,21,1,{"$f":"Daten!F524","v":0},{"$f":"Daten!G524","v":0},null,null,0,0,0,0,0,0]
[null,496,21,1,{"$f":"Daten!F525","v":0},{"$f":"Daten!G525","v":0},null,null,0,0,0,0,0,0]
[null,497,21,1,{"$f":"Daten!F526","v":0},{"$f":"Daten!G526","v":0},null,null,0,0,0,0,0,0]
[null,498,21,1,{"$f":"Daten!F527","v":0},{"$f":"Daten!G527","v":0},null,null,0,0,0,0,0,0]
[null,499,21,1,{"$f":"Daten!F528","v":0},{"$f":"Daten!G528","v":0},null,null,0,0,0,0,0,0]
[null,500,21,1,{"$f":"Daten!F529","v":0},{"$f":"Daten!G529","v":0},null,null,0,0,0,0,0,0]
[null,501,21,1,{"$f":"Daten!F530","v":0},{"$f":"Daten!G530","v":0},null,null,0,0,0,0,0,0]
[null,502,21,1,{"$f":"Daten!F531","v":0},{"$f":"Daten!G531","v":0},null,null,0,0,0,0,0,0]
[null,503,21,1,{"$f":"Daten!F532","v":0},{"$f":"Daten!G532","v":0},null,null,0,0,0,0,0,0]
[null,504,21,1,{"$f":"Daten!F533","v":0},{"$f":"Daten!G533","v":0},null,null,0,0,0,0,0,0]
[null,505,22,1,{"$f":"Daten!F534","v":0},{"$f":"Daten!G534","v":0},null,null,0,0,0,0,0,0]
[null,506,22,1,{"$f":"Daten!F535","v":0},{"$f":"Daten!G535","v":0},null,null,0,0,0,0,0,0]
[null,507,22,1,{"$f":"Daten!F536","v":0},{"$f":"Daten!G536","v":0},null,null,0,0,0,0,0,0]
[null,508,22,1,{"$f":"Daten!F537","v":0},{"$f":"Daten!G537","v":0},null,null,0,0,0,0,0,0]
[null,509,22,1,{"$f":"Daten!F538","v":0},{"$f":"Daten!G538","v":0},null,null,0,0,0,0,0,0]
[null,510,22,1,{"$f":"Daten!F539","v":0},{"$f":"Daten!G539","v":0},null,null,0,0,0,0,0,0]
[null,511,22,1,{"$f":"Daten!F540","v":0},{"$f":"Daten!G540","v":0},null,null,0,0,0,0,0,0]
[null,512,22,1,{"$f":"Daten!F541","v":0},{"$f":"Daten!G541","v":0},null,null,0,0,0,0,0,0]
[null,513,22,1,{"$f":"Daten!F542","v":0},{"$f":"Daten!G542","v":0},null,null,0,{"$f":"MIN(E529,F529+I529)","v":0},{"$f":"E529-J529","v":0},{"$f":"MIN((F529-J529),BatteriespeicherWh-I529)","v":0},0,{"$f":"IF(L529>0,I529+L529*Wirkungsgrad,I529+L529)","v":0}]
[null,514,{"$f":"CEILING(B530/24,1)","v":22},{"$f":"MONTH(C530)","v":1},{"$f":"Daten!F543","v":0},{"$f":"Daten!G543","v":0},null,null,{"$f":"N529","v":0},0,0,0,{"$f":"F530-(J530+L530)","v":0},0]
[null,515,22,1,{"$f":"Daten!F544","v":0},{"$f":"Daten!G544","v":0},null,null,0,0,0,0,0,0]
[null,516,22,1,{"$f":"Daten!F545","v":0},{"$f":"Daten!G545","v":0},null,null,0,0,0,0,0,0]
[null,517,22,1,{"$f":"Daten!F546","v":0},{"$f":"Daten!G546","v":0},null,null,0,0,0,0,0,0]
[null,518,22,1,{"$f":"Daten!F547","v":0},{"$f":"Daten!G547","v":0},null,null,0,0,0,0,0,0]
[null,519,22,1,{"$f":"Daten!F548","v":0},{"$f":"Daten!G548","v":0},null,null,0,0,0,0,0,0]
[null,520,22,1,{"$f":"Daten!F549","v":0},{"$f":"Daten!G549","v":0},null,null,0,0,0,0,0,0]
[null,521,22,1,{"$f":"Daten!F550","v":0},{"$f":"Daten!G550","v":0},null,null,0,0,0,0,0,0]
[null,522,22,1,{"$f":"Daten!F551","v":0},{"$f":"Daten!G551","v":0},null,null,0,0,0,0,0,0]
[null,523,22,1,{"$f":"Daten!F552","v":0},{"$f":"Daten!G552","v":0},null,null,0,0,0,0,0,0]
[null,524,22,1,{"$f":"Daten!F553","v":0},{"$f":"Daten!G553","v":0},null,null,0,0,0,0,0,0]
[null,525,22,1,{"$f":"Daten!F554","v":0},{"$f":"Daten!G554","v":0},null,null,0,0,0,0,0,0]
[null,526,22,1,{"$f":"Daten!F555","v":0},{"$f":"Daten!G555","v":0},null,null,0,0,0,0,0,0]
[null,527,22,1,{"$f":"Daten!F556","v":0},{"$f":"Daten!G556","v":0},null,null,0,0,0,0,0,0]
[null,528,22,1,{"$f":"Daten!F557","v":0},{"$f":"Daten!G557","v":0},null,null,0,0,0,0,0,0]
[null,529,23,1,{"$f":"Daten!F558","v":0},{"$f":"Daten!G558","v":0},null,null,0,0,0,0,0,0]
[null,530,23,1,{"$f":"Daten!F559","v":0},{"$f":"Daten!G559","v":0},null,null,0,0,0,0,0,0]
[null,531,23,1,{"$f":"Daten!F560","v":0},{"$f":"Daten!G560","v":0},null,null,0,0,0,0,0,0]
[null,532,23,1,{"$f":"Daten!F561","v":0},{"$f":"Daten!G561","v":0},null,null,0,0,0,0,0,0]
[null,533,23,1,{"$f":"Daten!F562","v":0},{"$f":"Daten!G562","v":0},null,null,0,0,0,0,0,0]
[null,534,23,1,{"$f":"Daten!F563","v":0},{"$f":"Daten!G563","v":0},null,null,0,0,0,0,0,0]
[null,535,23,1,{"$f":"Daten!F564","v":0},{"$f":"Daten!G564","v":0},null,null,0,0,0,0,0,0]
[null,536,23,1,{"$f":"Daten!F565","v":0},{"$f":"Daten!G565","v":0},null,null,0,0,0,0,0,0]
[null,537,23,1,{"$f":"Daten!F566","v":0},{"$f":"Daten!G566","v":0},null,null,0,0,0,0,0,0]
[null,538,23,1,{"$f":"Daten!F567","v":0},{"$f":"Daten!G567","v":0},null,null,0,0,0,0,0,0]
[null,539,23,1,{"$f":"Daten!F568","v":0},{"$f":"Daten!G568","v":0},null,null,0,0,0,0,0,0]
[null,540,23,1,{"$f":"Daten!F569","v":0},{"$f":"Daten!G569","v":0},null,null,0,0,0,0,0,0]
[null,541,23,1,{"$f":"Daten!F570","v":0},{"$f":"Daten!G570","v":0},null,null,0,0,0,0,0,0]
[null,542,23,1,{"$f":"Daten!F571","v":0},{"$f":"Daten!G571","v":0},null,null,0,0,0,0,0,0]
[null,543,23,1,{"$f":"Daten!F572","v":0},{"$f":"Daten!G572","v":0},null,null,0,0,0,0,0,0]
[null,544,23,1,{"$f":"Daten!F573","v":0},{"$f":"Daten!G573","v":0},null,null,0,0,0,0,0,0]
[null,545,23,1,{"$f":"Daten!F574","v":0},{"$f":"Daten!G574","v":0},null,null,0,0,0,0,0,0]
[null,546,23,1,{"$f":"Daten!F575","v":0},{"$f":"Daten!G575","v":0},null,null,0,0,0,0,0,0]
[null,547,23,1,{"$f":"Daten!F576","v":0},{"$f":"Daten!G576","v":0},null,null,0,0,0,0,0,0]
[null,548,23,1,{"$f":"Daten!F577","v":0},{"$f":"Daten!G577","v":0},null,null,0,0,0,0,0,0]
[null,549,23,1,{"$f":"Daten!F578","v":0},{"$f":"Daten!G578","v":0},null,null,0,0,0,0,0,0]
[null,550,23,1,{"$f":"Daten!F579","v":0},{"$f":"Daten!G579","v":0},null,null,0,0,0,0,0,0]
[null,551,23,1,{"$f":"Daten!F580","v":0},{"$f":"Daten!G580","v":0},null,null,0,0,0,0,0,0]
[null,552,23,1,{"$f":"Daten!F581","v":0},{"$f":"Daten!G581","v":0},null,null,0,0,0,0,0,0]
[null,553,24,1,{"$f":"Daten!F582","v":0},{"$f":"Daten!G582","v":0},null,null,0,0,0,0,0,0]
[null,554,24,1,{"$f":"Daten!F583","v":0},{"$f":"Daten!G583","v":0},null,null,0,0,0,0,0,0]
[null,555,24,1,{"$f":"Daten!F584","v":0},{"$f":"Daten!G584","v":0},null,null,0,0,0,0,0,0]
[null,556,24,1,{"$f":"Daten!F585","v":0},{"$f":"Daten!G585","v":0},null,null,0,0,0,0,0,0]
[null,557,24,1,{"$f":"Daten!F586","v":0},{"$f":"Daten!G586","v":0},null,null,0,0,0,0,0,0]
[null,558,24,1,{"$f":"Daten!F587","v":0},{"$f":"Daten!G587","v":0},null,null,0,0,0,0,0,0]
[null,559,24,1,{"$f":"Daten!F588","v":0},{"$f":"Daten!G588","v":0},null,null,0,0,0,0,0,0]
[null,560,24,1,{"$f":"Daten!F589","v":0},{"$f":"Daten!G589","v":0},null,null,0,0,0,0,0,0]
[null,561,24,1,{"$f":"Daten!F590","v":0},{"$f":"Daten!G590","v":0},null,null,0,0,0,0,0,0]
[null,562,24,1,{"$f":"Daten!F591","v":0},{"$f":"Daten!G591","v":0},null,null,0,0,0,0,0,0]
[null,563,24,1,{"$f":"Daten!F592","v":0},{"$f":"Daten!G592","v":0},null,null,0,0,0,0,0,0]
[null,564,24,1,{"$f":"Daten!F593","v":0},{"$f":"Daten!G593","v":0},null,null,0,0,0,0,0,0]
[null,565,24,1,{"$f":"Daten!F594","v":0},{"$f":"Daten!G594","v":0},null,null,0,0,0,0,0,0]
[null,566,24,1,{"$f":"Daten!F595","v":0},{"$f":"Daten!G595","v":0},null,null,0,0,0,0,0,0]
[null,567,24,1,{"$f":"Daten!F596","v":0},{"$f":"Daten!G596","v":0},null,null,0,0,0,0,0,0]
[null,568,24,1,{"$f":"Daten!F597","v":0},{"$f":"Daten!G597","v":0},null,null,0,0,0,0,0,0]
[null,569,24,1,{"$f":"Daten!F598","v":0},{"$f":"Daten!G598","v":0},null,null,0,0,0,0,0,0]
[null,570,24,1,{"$f":"Daten!F599","v":0},{"$f":"Daten!G599","v":0},null,null,0,0,0,0,0,0]
[null,571,24,1,{"$f":"Daten!F600","v":0},{"$f":"Daten!G600","v":0},null,null,0,0,0,0,0,0]
[null,572,24,1,{"$f":"Daten!F601","v":0},{"$f":"Daten!G601","v":0},null,null,0,0,0,0,0,0]
[null,573,24,1,{"$f":"Daten!F602","v":0},{"$f":"Daten!G602","v":0},null,null,0,0,0,0,0,0]
[null,574,24,1,{"$f":"Daten!F603","v":0},{"$f":"Daten!G603","v":0},null,null,0,0,0,0,0,0]
[null,575,24,1,{"$f":"Daten!F604","v":0},{"$f":"Daten!G604","v":0},null,null,0,0,0,0,0,0]
[null,576,24,1,{"$f":"Daten!F605","v":0},{"$f":"Daten!G605","v":0},null,null,0,0,0,0,0,0]
[null,577,25,1,{"$f":"Daten!F606","v":0},{"$f":"Daten!G606","v":0},null,null,0,{"$f":"MIN(E593,F593+I593)","v":0},{"$f":"E593-J593","v":0},{"$f":"MIN((F593-J593),BatteriespeicherWh-I593)","v":0},0,{"$f":"IF(L593>0,I593+L593*Wirkungsgrad,I593+L593)","v":0}]
[null,578,{"$f":"CEILING(B594/24,1)","v":25},{"$f":"MONTH(C594)","v":1},{"$f":"Daten!F607","v":0},{"$f":"Daten!G607","v":0},null,null,{"$f":"N593","v":0},0,0,0,{"$f":"F594-(J594+L594)","v":0},0]
[null,579,25,1,{"$f":"Daten!F608","v":0},{"$f":"Daten!G608","v":0},null,null,0,0,0,0,0,0]
[null,580,25,1,{"$f":"Daten!F609","v":0},{"$f":"Daten!G609","v":0},null,null,0,0,0,0,0,0]
[null,581,25,1,{"$f":"Daten!F610","v":0},{"$f":"Daten!G610","v":0},null,null,0,0,0,0,0,0]
[null,582,25,1,{"$f":"Daten!F611","v":0},{"$f":"Daten!G611","v":0},null,null,0,0,0,0,0,0]
[null,583,25,1,{"$f":"Daten!F612","v":0},{"$f":"Daten!G612","v":0},null,null,0,0,0,0,0,0]
[null,584,25,1,{"$f":"Daten!F613","v":0},{"$f":"Daten!G613","v":0},null,null,0,0,0,0,0,0]
[null,585,25,1,{"$f":"Daten!F614","v":0},{"$f":"Daten!G614","v":0},null,null,0,0,0,0,0,0]
[null,586,25,1,{"$f":"Daten!F615","v":0},{"$f":"Daten!G615","v":0},null,null,0,0,0,0,0,0]
[null,587,25,1,{"$f":"Daten!F616","v":0},{"$f":"Daten!G616","v":0},null,null,0,0,0,0,0,0]
[null,588,25,1,{"$f":"Daten!F617","v":0},{"$f":"Daten!G617","v":0},null,null,0,0,0,0,0,0]
[null,589,25,1,{"$f":"Daten!F618","v":0},{"$f":"Daten!G618","v":0},null,null,0,0,0,0,0,0]
[null,590,25,1,{"$f":"Daten!F619","v":0},{"$f":"Daten!G619","v":0},null,null,0,0,0,0,0,0]
[null,591,25,1,{"$f":"Daten!F620","v":0},{"$f":"Daten!G620","v":0},null,null,0,0,0,0,0,0]
[null,592,25,1,{"$f":"Daten!F621","v":0},{"$f":"Daten!G621","v":0},null,null,0,0,0,0,0,0]
[null,593,25,1,{"$f":"Daten!F622","v":0},{"$f":"Daten!G622","v":0},null,null,0,0,0,0,0,0]
[null,594,25,1,{"$f":"Daten!F623","v":0},{"$f":"Daten!G623","v":0},null,null,0,0,0,0,0,0]
[null,595,25,1,{"$f":"Daten!F624","v":0},{"$f":"Daten!G624","v":0},null,null,0,0,0,0,0,0]
[null,596,25,1,{"$f":"Daten!F625","v":0},{"$f":"Daten!G625","v":0},null,null,0,0,0,0,0,0]
[null,597,25,1,{"$f":"Daten!F626","v":0},{"$f":"Daten!G626","v":0},null,null,0,0,0,0,0,0]
[null,598,25,1,{"$f":"Daten!F627","v":0},{"$f":"Daten!G627","v":0},null,null,0,0,0,0,0,0]
[null,599,25,1,{"$f":"Daten!F628","v":0},{"$f":"Daten!G628","v":0},null,null,0,0,0,0,0,0]
[null,600,25,1,{"$f":"Daten!F629","v":0},{"$f":"Daten!G629","v":0},null,null,0,0,0,0,0,0]
[null,601,26,1,{"$f":"Daten!F630","v":0},{"$f":"Daten!G630","v":0},null,null,0,0,0,0,0,0]
[null,602,26,1,{"$f":"Daten!F631","v":0},{"$f":"Daten!G631","v":0},null,null,0,0,0,0,0,0]
[null,603,26,1,{"$f":"Daten!F632","v":0},{"$f":"Daten!G632","v":0},null,null,0,0,0,0,0,0]
[null,604,26,1,{"$f":"Daten!F633","v":0},{"$f":"Daten!G633","v":0},null,null,0,0,0,0,0,0]
[null,605,26,1,{"$f":"Daten!F634","v":0},{"$f":"Daten!G634","v":0},null,null,0,0,0,0,0,0]
[null,606,26,1,{"$f":"Daten!F635","v":0},{"$f":"Daten!G635","v":0},null,null,0,0,0,0,0,0]
[null,607,26,1,{"$f":"Daten!F636","v":0},{"$f":"Daten!G636","v":0},null,null,0,0,0,0,0,0]
[null,608,26,1,{"$f":"Daten!F637","v":0},{"$f":"Daten!G637","v":0},null,null,0,0,0,0,0,0]
[null,609,26,1,{"$f":"Daten!F638","v":0},{"$f":"Daten!G638","v":0},null,null,0,0,0,0,0,0]
[null,610,26,1,{"$f":"Daten!F639","v":0},{"$f":"Daten!G639","v":0},null,null,0,0,0,0,0,0]
[null,611,26,1,{"$f":"Daten!F640","v":0},{"$f":"Daten!G640","v":0},null,null,0,0,0,0,0,0]
[null,612,26,1,{"$f":"Daten!F641","v":0},{"$f":"Daten!G641","v":0},null,null,0,0,0,0,0,0]
[null,613,26,1,{"$f":"Daten!F642","v":0},{"$f":"Daten!G642","v":0},null,null,0,0,0,0,0,0]
[null,614,26,1,{"$f":"Daten!F643","v":0},{"$f":"Daten!G643","v":0},null,null,0,0,0,0,0,0]
[null,615,26,1,{"$f":"Daten!F644","v":0},{"$f":"Daten!G644","v":0},null,null,0,0,0,0,0,0]
[null,616,26,1,{"$f":"Daten!F645","v":0},{"$f":"Daten!G645","v":0},null,null,0,0,0,0,0,0]
[null,617,26,1,{"$f":"Daten!F646","v":0},{"$f":"Daten!G646","v":0},null,null,0,0,0,0,0,0]
[null,618,26,1,{"$f":"Daten!F647","v":0},{"$f":"Daten!G647","v":0},null,null,0,0,0,0,0,0]
[null,619,26,1,{"$f":"Daten!F648","v":0},{"$f":"Daten!G648","v":0},null,null,0,0,0,0,0,0]
[null,620,26,1,{"$f":"Daten!F649","v":0},{"$f":"Daten!G649","v":0},null,null,0,0,0,0,0,0]
[null,621,26,1,{"$f":"Daten!F650","v":0},{"$f":"Daten!G650","v":0},null,null,0,0,0,0,0,0]
[null,622,26,1,{"$f":"Daten!F651","v":0},{"$f":"Daten!G651","v":0},null,null,0,0,0,0,0,0]
[null,623,26,1,{"$f":"Daten!F652","v":0},{"$f":"Daten!G652","v":0},null,null,0,0,0,0,0,0]
[null,624,26,1,{"$f":"Daten!F653","v":0},{"$f":"Daten!G653","v":0},null,null,0,0,0,0,0,0]
[null,625,27,1,{"$f":"Daten!F654","v":0},{"$f":"Daten!G654","v":0},null,null,0,0,0,0,0,0]
[null,626,27,1,{"$f":"Daten!F655","v":0},{"$f":"Daten!G655","v":0},null,null,0,0,0,0,0,0]
[null,627,27,1,{"$f":"Daten!F656","v":0},{"$f":"Daten!G656","v":0},null,null,0,0,0,0,0,0]
[null,628,27,1,{"$f":"Daten!F657","v":0},{"$f":"Daten!G657","v":0},null,null,0,0,0,0,0,0]
[null,629,27,1,{"$f":"Daten!F658","v":0},{"$f":"Daten!G658","v":0},null,null,0,0,0,0,0,0]
[null,630,27,1,{"$f":"Daten!F659","v":0},{"$f":"Daten!G659","v":0},null,null,0,0,0,0,0,0]
[null,631,27,1,{"$f":"Daten!F660","v":0},{"$f":"Daten!G660","v":0},null,null,0,0,0,0,0,0]
[null,632,27,1,{"$f":"Daten!F661","v":0},{"$f":"Daten!G661","v":0},null,null,0,0,0,0,0,0]
[null,633,27,1,{"$f":"Daten!F662","v":0},{"$f":"Daten!G662","v":0},null,null,0,0,0,0,0,0]
[null,634,27,1,{"$f":"Daten!F663","v":0},{"$f":"Daten!G663","v":0},null,null,0,0,0,0,0,0]
[null,635,27,1,{"$f":"Daten!F664","v":0},{"$f":"Daten!G664","v":0},null,null,0,0,0,0,0,0]
[null,636,27,1,{"$f":"Daten!F665","v":0},{"$f":"Daten!G665","v":0},null,null,0,0,0,0,0,0]
[null,637,27,1,{"$f":"Daten!F666","v":0},{"$f":"Daten!G666","v":0},null,null,0,0,0,0,0,0]
[null,638,27,1,{"$f":"Daten!F667","v":0},{"$f":"Daten!G667","v":0},null,null,0,0,0,0,0,0]
[null,639,27,1,{"$f":"Daten!F668","v":0},{"$f":"Daten!G668","v":0},null,null,0,0,0,0,0,0]
[null,640,27,1,{"$f":"Daten!F669","v":0},{"$f":"Daten!G669","v":0},null,null,0,0,0,0,0,0]
[null,641,27,1,{"$f":"Daten!F670","v":0},{"$f":"Daten!G670","v":0},null,null,0,{"$f":"MIN(E657,F657+I657)","v":0},{"$f":"E657-J657","v":0},{"$f":"MIN((F657-J657),BatteriespeicherWh-I657)","v":0},0,{"$f":"IF(L657>0,I657+L657*Wirkungsgrad,I657+L657)","v":0}]
[null,642,{"$f":"CEILING(B658/24,1)","v":27},{"$f":"MONTH(C658)","v":1},{"$f":"Daten!F671","v":0},{"$f":"Daten!G671","v":0},null,null,{"$f":"N657","v":0},0,0,0,{"$f":"F658-(J658+L658)","v":0},0]
[null,643,27,1,{"$f":"Daten!F672","v":0},{"$f":"Daten!G672","v":0},null,null,0,0,0,0,0,0]
[null,644,27,1,{"$f":"Daten!F673","v":0},{"$f":"Daten!G673","v":0},null,null,0,0,0,0,0,0]
[null,645,27,1,{"$f":"Daten!F674","v":0},{"$f":"Daten!G674","v":0},null,null,0,0,0,0,0,0]
[null,646,27,1,{"$f":"Daten!F675","v":0},{"$f":"Daten!G675","v":0},null,null,0,0,0,0,0,0]
[null,647,27,1,{"$f":"Daten!F676","v":0},{"$f":"Daten!G676","v":0},null,null,0,0,0,0,0,0]
[null,648,27,1,{"$f":"Daten!F677","v":0},{"$f":"Daten!G677","v":0},null,null,0,0,0,0,0,0]
[null,649,28,1,{"$f":"Daten!F678","v":0},{"$f":"Daten!G678","v":0},null,null,0,0,0,0,0,0]
[null,650,28,1,{"$f":"Daten!F679","v":0},{"$f":"Daten!G679","v":0},null,null,0,0,0,0,0,0]
[null,651,28,1,{"$f":"Daten!F680","v":0},{"$f":"Daten!G680","v":0},null,null,0,0,0,0,0,0]
[null,652,28,1,{"$f":"Daten!F681","v":0},{"$f":"Daten!G681","v":0},null,null,0,0,0,0,0,0]
[null,653,28,1,{"$f":"Daten!F682","v":0},{"$f":"Daten!G682","v":0},null,null,0,0,0,0,0,0]
[null,654,28,1,{"$f":"Daten!F683","v":0},{"$f":"Daten!G683","v":0},null,null,0,0,0,0,0,0]
[null,655,28,1,{"$f":"Daten!F684","v":0},{"$f":"Daten!G684","v":0},null,null,0,0,0,0,0,0]
[null,656,28,1,{"$f":"Daten!F685","v":0},{"$f":"Daten!G685","v":0},null,null,0,0,0,0,0,0]
[null,657,28,1,{"$f":"Daten!F686","v":0},{"$f":"Daten!G686","v":0},null,null,0,0,0,0,0,0]
[null,658,28,1,{"$f":"Daten!F687","v":0},{"$f":"Daten!G687","v":0},null,null,0,0,0,0,0,0]
[null,659,28,1,{"$f":"Daten!F688","v":0},{"$f":"Daten!G688","v":0},null,null,0,0,0,0,0,0]
[null,660,28,1,{"$f":"Daten!F689","v":0},{"$f":"Daten!G689","v":0},null,null,0,0,0,0,0,0]
[null,661,28,1,{"$f":"Daten!F690","v":0},{"$f":"Daten!G690","v":0},null,null,0,0,0,0,0,0]
[null,662,28,1,{"$f":"Daten!F691","v":0},{"$f":"Daten!G691","v":0},null,null,0,0,0,0,0,0]
[null,663,28,1,{"$f":"Daten!F692","v":0},{"$f":"Daten!G692","v":0},null,null,0,0,0,0,0,0]
[null,664,28,1,{"$f":"Daten!F693","v":0},{"$f":"Daten!G693","v":0},null,null,0,0,0,0,0,0]
[null,665,28,1,{"$f":"Daten!F694","v":0},{"$f":"Daten!G694","v":0},null,null,0,0,0,0,0,0]
[null,666,28,1,{"$f":"Daten!F695","v":0},{"$f":"Daten!G695","v":0},null,null,0,0,0,0,0,0]
[null,667,28,1,{"$f":"Daten!F696","v":0},{"$f":"Daten!G696","v":0},null,null,0,0,0,0,0,0]
[null,668,28,1,{"$f":"Daten!F697","v":0},{"$f":"Daten!G697","v":0},null,null,0,0,0,0,0,0]
[null,669,28,1,{"$f":"Daten!F698","v":0},{"$f":"Daten!G698","v":0},null,null,0,0,0,0,0,0]
[null,670,28,1,{"$f":"Daten!F699","v":0},{"$f":"Daten!G699","v":0},null,null,0,0,0,0,0,0]
[null,671,28,1,{"$f":"Daten!F700","v":0},{"$f":"Daten!G700","v":0},null,null,0,0,0,0,0,0]
[null,672,28,1,{"$f":"Daten!F701","v":0},{"$f":"Daten!G701","v":0},null,null,0,0,0,0,0,0]
[null,673,29,1,{"$f":"Daten!F702","v":0},{"$f":"Daten!G702","v":0},null,null,0,0,0,0,0,0]
[null,674,29,1,{"$f":"Daten!F703","v":0},{"$f":"Daten!G703","v":0},null,null,0,0,0,0,0,0]
[null,675,29,1,{"$f":"Daten!F704","v":0},{"$f":"Daten!G704","v":0},null,null,0,0,0,0,0,0]
[null,676,29,1,{"$f":"Daten!F705","v":0},{"$f":"Daten!G705","v":0},null,null,0,0,0,0,0,0]
[null,677,29,1,{"$f":"Daten!F706","v":0},{"$f":"Daten!G706","v":0},null,null,0,0,0,0,0,0]
[null,678,29,1,{"$f":"Daten!F707","v":0},{"$f":"Daten!G707","v":0},null,null,0,0,0,0,0,0]
[null,679,29,1,{"$f":"Daten!F708","v":0},{"$f":"Daten!G708","v":0},null,null,0,0,0,0,0,0]
[null,680,29,1,{"$f":"Daten!F709","v":0},{"$f":"Daten!G709","v":0},null,null,0,0,0,0,0,0]
[null,681,29,1,{"$f":"Daten!F710","v":0},{"$f":"Daten!G710","v":0},null,null,0,0,0,0,0,0]
[null,682,29,1,{"$f":"Daten!F711","v":0},{"$f":"Daten!G711","v":0},null,null,0,0,0,0,0,0]
[null,683,29,1,{"$f":"Daten!F712","v":0},{"$f":"Daten!G712","v":0},null,null,0,0,0,0,0,0]
[null,684,29,1,{"$f":"Daten!F713","v":0},{"$f":"Daten!G713","v":0},null,null,0,0,0,0,0,0]
[null,685,29,1,{"$f":"Daten!F714","v":0},{"$f":"Daten!G714","v":0},null,null,0,0,0,0,0,0]
[null,686,29,1,{"$f":"Daten!F715","v":0},{"$f":"Daten!G715","v":0},null,null,0,0,0,0,0,0]
[null,687,29,1,{"$f":"Daten!F716","v":0},{"$f":"Daten!G716","v":0},null,null,0,0,0,0,0,0]
[null,688,29,1,{"$f":"Daten!F717","v":0},{"$f":"Daten!G717","v":0},null,null,0,0,0,0,0,0]
[null,689,29,1,{"$f":"Daten!F718","v":0},{"$f":"Daten!G718","v":0},null,null,0,0,0,0,0,0]
[null,690,29,1,{"$f":"Daten!F719","v":0},{"$f":"Daten!G719","v":0},null,null,0,0,0,0,0,0]
[null,691,29,1,{"$f":"Daten!F720","v":0},{"$f":"Daten!G720","v":0},null,null,0,0,0,0,0,0]
[null,692,29,1,{"$f":"Daten!F721","v":0},{"$f":"Daten!G721","v":0},null,null,0,0,0,0,0,0]
[null,693,29,1,{"$f":"Daten!F722","v":0},{"$f":"Daten!G722","v":0},null,null,0,0,0,0,0,0]
[null,694,29,1,{"$f":"Daten!F723","v":0},{"$f":"Daten!G723","v":0},null,null,0,0,0,0,0,0]
[null,695,29,1,{"$f":"Daten!F724","v":0},{"$f":"Daten!G724","v":0},null,null,0,0,0,0,0,0]
[null,696,29,1,{"$f":"Daten!F725","v":0},{"$f":"Daten!G725","v":0},null,null,0,0,0,0,0,0]
[null,697,30,1,{"$f":"Daten!F726","v":0},{"$f":"Daten!G726","v":0},null,null,0,0,0,0,0,0]
[null,698,30,1,{"$f":"Daten!F727","v":0},{"$f":"Daten!G727","v":0},null,null,0,0,0,0,0,0]
[null,699,30,1,{"$f":"Daten!F728","v":0},{"$f":"Daten!G728","v":0},null,null,0,0,0,0,0,0]
[null,700,30,1,{"$f":"Daten!F729","v":0},{"$f":"Daten!G729","v":0},null,null,0,0,0,0,0,0]
[null,701,30,1,{"$f":"Daten!F730","v":0},{"$f":"Daten!G730","v":0},null,null,0,0,0,0,0,0]
[null,702,30,1,{"$f":"Daten!F731","v":0},{"$f":"Daten!G731","v":0},null,null,0,0,0,0,0,0]
[null,703,30,1,{"$f":"Daten!F732","v":0},{"$f":"Daten!G732","v":0},null,null,0,0,0,0,0,0]
[null,704,30,1,{"$f":"Daten!F733","v":0},{"$f":"Daten!G733","v":0},null,null,0,0,0,0,0,0]
[null,705,30,1,{"$f":"Daten!F734","v":0},{"$f":"Daten!G734","v":0},null,null,0,{"$f":"MIN(E721,F721+I721)","v":0},{"$f":"E721-J721","v":0},{"$f":"MIN((F721-J721),BatteriespeicherWh-I721)","v":0},0,{"$f":"IF(L721>0,I721+L721*Wirkungsgrad,I721+L721)","v":0}]
[null,706,{"$f":"CEILING(B722/24,1)","v":30},{"$f":"MONTH(C722)","v":1},{"$f":"Daten!F735","v":0},{"$f":"Daten!G735","v":0},null,null,{"$f":"N721","v":0},0,0,0,{"$f":"F722-(J722+L722)","v":0},0]
[null,707,30,1,{"$f":"Daten!F736","v":0},{"$f":"Daten!G736","v":0},null,null,0,0,0,0,0,0]
[null,708,30,1,{"$f":"Daten!F737","v":0},{"$f":"Daten!G737","v":0},null,null,0,0,0,0,0,0]
[null,709,30,1,{"$f":"Daten!F738","v":0},{"$f":"Daten!G738","v":0},null,null,0,0,0,0,0,0]
[null,710,30,1,{"$f":"Daten!F739","v":0},{"$f":"Daten!G739","v":0},null,null,0,0,0,0,0,0]
[null,711,30,1,{"$f":"Daten!F740","v":0},{"$f":"Daten!G740","v":0},null,null,0,0,0,0,0,0]
[null,712,30,1,{"$f":"Daten!F741","v":0},{"$f":"Daten!G741","v":0},null,null,0,0,0,0,0,0]
[null,713,30,1,{"$f":"Daten!F742","v":0},{"$f":"Daten!G742","v":0},null,null,0,0,0,0,0,0]
[null,714,30,1,{"$f":"Daten!F743","v":0},{"$f":"Daten!G743","v":0},null,null,0,0,0,0,0,0]
[null,715,30,1,{"$f":"Daten!F744","v":0},{"$f":"Daten!G744","v":0},null,null,0,0,0,0,0,0]
[null,716,30,1,{"$f":"Daten!F745","v":0},{"$f":"Daten!G745","v":0},null,null,0,0,0,0,0,0]
[null,717,30,1,{"$f":"Daten!F746","v":0},{"$f":"Daten!G746","v":0},null,null,0,0,0,0,0,0]
[null,718,30,1,{"$f":"Daten!F747","v":0},{"$f":"Daten!G747","v":0},null,null,0,0,0,0,0,0]
[null,719,30,1,{"$f":"Daten!F748","v":0},{"$f":"Daten!G748","v":0},null,null,0,0,0,0,0,0]
[null,720,30,1,{"$f":"Daten!F749","v":0},{"$f":"Daten!G749","v":0},null,null,0,0,0,0,0,0]
[null,721,31,1,{"$f":"Daten!F750","v":0},{"$f":"Daten!G750","v":0},null,null,0,0,0,0,0,0]
[null,722,31,1,{"$f":"Daten!F751","v":0},{"$f":"Daten!G751","v":0},null,null,0,0,0,0,0,0]
[null,723,31,1,{"$f":"Daten!F752","v":0},{"$f":"Daten!G752","v":0},null,null,0,0,0,0,0,0]
[null,724,31,1,{"$f":"Daten!F753","v":0},{"$f":"Daten!G753","v":0},null,null,0,0,0,0,0,0]
[null,725,31,1,{"$f":"Daten!F754","v":0},{"$f":"Daten!G754","v":0},null,null,0,0,0,0,0,0]
[null,726,31,1,{"$f":"Daten!F755","v":0},{"$f":"Daten!G755","v":0},null,null,0,0,0,0,0,0]
[null,727,31,1,{"$f":"Daten!F756","v":0},{"$f":"Daten!G756","v":0},null,null,0,0,0,0,0,0]
[null,728,31,1,{"$f":"Daten!F757","v":0},{"$f":"Daten!G757","v":0},null,null,0,0,0,0,0,0]
[null,729,31,1,{"$f":"Daten!F758","v":0},{"$f":"Daten!G758","v":0},null,null,0,0,0,0,0,0]
[null,730,31,1,{"$f":"Daten!F759","v":0},{"$f":"Daten!G759","v":0},null,null,0,0,0,0,0,0]
[null,731,31,1,{"$f":"Daten!F760","v":0},{"$f":"Daten!G760","v":0},null,null,0,0,0,0,0,0]
[null,732,31,1,{"$f":"Daten!F761","v":0},{"$f":"Daten!G761","v":0},null,null,0,0,0,0,0,0]
[null,733,31,1,{"$f":"Daten!F762","v":0},{"$f":"Daten!G762","v":0},null,null,0,0,0,0,0,0]
[null,734,31,1,{"$f":"Daten!F763","v":0},{"$f":"Daten!G763","v":0},null,null,0,0,0,0,0,0]
[null,735,31,1,{"$f":"Daten!F764","v":0},{"$f":"Daten!G764","v":0},null,null,0,0,0,0,0,0]
[null,736,31,1,{"$f":"Daten!F765","v":0},{"$f":"Daten!G765","v":0},null,null,0,0,0,0,0,0]
[null,737,31,1,{"$f":"Daten!F766","v":0},{"$f":"Daten!G766","v":0},null,null,0,0,0,0,0,0]
[null,738,31,1,{"$f":"Daten!F767","v":0},{"$f":"Daten!G767","v":0},null,null,0,0,0,0,0,0]
[null,739,31,1,{"$f":"Daten!F768","v":0},{"$f":"Daten!G768","v":0},null,null,0,0,0,0,0,0]
[null,740,31,1,{"$f":"Daten!F769","v":0},{"$f":"Daten!G769","v":0},null,null,0,0,0,0,0,0]
[null,741,31,1,{"$f":"Daten!F770","v":0},{"$f":"Daten!G770","v":0},null,null,0,0,0,0,0,0]
[null,742,31,1,{"$f":"Daten!F771","v":0},{"$f":"Daten!G771","v":0},null,null,0,0,0,0,0,0]
[null,743,31,1,{"$f":"Daten!F772","v":0},{"$f":"Daten!G772","v":0},null,null,0,0,0,0,0,0]
[null,744,31,1,{"$f":"Daten!F773","v":0},{"$f":"Daten!G773","v":0},null,null,0,0,0,0,0,0]
[null,745,32,2,{"$f":"Daten!F774","v":0},{"$f":"Daten!G774","v":0},null,null,0,0,0,0,0,0]
[null,746,32,2,{"$f":"Daten!F775","v":0},{"$f":"Daten!G775","v":0},null,null,0,0,0,0,0,0]
[null,747,32,2,{"$f":"Daten!F776","v":0},{"$f":"Daten!G776","v":0},null,null,0,0,0,0,0,0]
[null,748,32,2,{"$f":"Daten!F777","v":0},{"$f":"Daten!G777","v":0},null,null,0,0,0,0,0,0]
[null,749,32,2,{"$f":"Daten!F778","v":0},{"$f":"Daten!G778","v":0},null,null,0,0,0,0,0,0]
[null,750,32,2,{"$f":"Daten!F779","v":0},{"$f":"Daten!G779","v":0},null,null,0,0,0,0,0,0]
[null,751,32,2,{"$f":"Daten!F780","v":0},{"$f":"Daten!G780","v":0},null,null,0,0,0,0,0,0]
[null,752,32,2,{"$f":"Daten!F781","v":0},{"$f":"Daten!G781","v":0},null,null,0,0,0,0,0,0]
[null,753,32,2,{"$f":"Daten!F782","v":0},{"$f":"Daten!G782","v":0},null,null,0,0,0,0,0,0]
[null,754,32,2,{"$f":"Daten!F783","v":0},{"$f":"Daten!G783","v":0},null,null,0,0,0,0,0,0]
[null,755,32,2,{"$f":"Daten!F784","v":0},{"$f":"Daten!G784","v":0},null,null,0,0,0,0,0,0]
[null,756,32,2,{"$f":"Daten!F785","v":0},{"$f":"Daten!G785","v":0},null,null,0,0,0,0,0,0]
[null,757,32,2,{"$f":"Daten!F786","v":0},{"$f":"Daten!G786","v":0},null,null,0,0,0,0,0,0]
[null,758,32,2,{"$f":"Daten!F787","v":0},{"$f":"Daten!G787","v":0},null,null,0,0,0,0,0,0]
[null,759,32,2,{"$f":"Daten!F788","v":0},{"$f":"Daten!G788","v":0},null,null,0,0,0,0,0,0]
[null,760,32,2,{"$f":"Daten!F789","v":0},{"$f":"Daten!G789","v":0},null,null,0,0,0,0,0,0]
[null,761,32,2,{"$f":"Daten!F790","v":0},{"$f":"Daten!G790","v":0},null,null,0,0,0,0,0,0]
[null,762,32,2,{"$f":"Daten!F791","v":0},{"$f":"Daten!G791","v":0},null,null,0,0,0,0,0,0]
[null,763,32,2,{"$f":"Daten!F792","v":0},{"$f":"Daten!G792","v":0},null,null,0,0,0,0,0,0]
[null,764,32,2,{"$f":"Daten!F793","v":0},{"$f":"Daten!G793","v":0},null,null,0,0,0,0,0,0]
[null,765,32,2,{"$f":"Daten!F794","v":0},{"$f":"Daten!G794","v":0},null,null,0,0,0,0,0,0]
[null,766,32,2,{"$f":"Daten!F795","v":0},{"$f":"Daten!G795","v":0},null,null,0,0,0,0,0,0]
[null,767,32,2,{"$f":"Daten!F796","v":0},{"$f":"Daten!G796","v":0},null,null,0,0,0,0,0,0]
[null,768,32,2,{"$f":"Daten!F797","v":0},{"$f":"Daten!G797","v":0},null,null,0,0,0,0,0,0]
[null,769,33,2,{"$f":"Daten!F798","v":0},{"$f":"Daten!G798","v":0},null,null,0,{"$f":"MIN(E785,F785+I785)","v":0},{"$f":"E785-J785","v":0},{"$f":"MIN((F785-J785),BatteriespeicherWh-I785)","v":0},0,{"$f":"IF(L785>0,I785+L785*Wirkungsgrad,I785+L785)","v":0}]
[null,770,{"$f":"CEILING(B786/24,1)","v":33},{"$f":"MONTH(C786)","v":2},{"$f":"Daten!F799","v":0},{"$f":"Daten!G799","v":0},null,null,{"$f":"N785","v":0},0,0,0,{"$f":"F786-(J786+L786)","v":0},0]
[null,771,33,2,{"$f":"Daten!F800","v":0},{"$f":"Daten!G800","v":0},null,null,0,0,0,0,0,0]
[null,772,33,2,{"$f":"Daten!F801","v":0},{"$f":"Daten!G801","v":0},null,null,0,0,0,0,0,0]
[null,773,33,2,{"$f":"Daten!F802","v":0},{"$f":"Daten!G802","v":0},null,null,0,0,0,0,0,0]
[null,774,33,2,{"$f":"Daten!F803","v":0},{"$f":"Daten!G803","v":0},null,null,0,0,0,0,0,0]
[null,775,33,2,{"$f":"Daten!F804","v":0},{"$f":"Daten!G804","v":0},null,null,0,0,0,0,0,0]
[null,776,33,2,{"$f":"Daten!F805","v":0},{"$f":"Daten!G805","v":0},null,null,0,0,0,0,0,0]
[null,777,33,2,{"$f":"Daten!F806","v":0},{"$f":"Daten!G806","v":0},null,null,0,0,0,0,0,0]
[null,778,33,2,{"$f":"Daten!F807","v":0},{"$f":"Daten!G807","v":0},null,null,0,0,0,0,0,0]
[null,779,33,2,{"$f":"Daten!F808","v":0},{"$f":"Daten!G808","v":0},null,null,0,0,0,0,0,0]
[null,780,33,2,{"$f":"Daten!F809","v":0},{"$f":"Daten!G809","v":0},null,null,0,0,0,0,0,0]
[null,781,33,2,{"$f":"Daten!F810","v":0},{"$f":"Daten!G810","v":0},null,null,0,0,0,0,0,0]
[null,782,33,2,{"$f":"Daten!F811","v":0},{"$f":"Daten!G811","v":0},null,null,0,0,0,0,0,0]
[null,783,33,2,{"$f":"Daten!F812","v":0},{"$f":"Daten!G812","v":0},null,null,0,0,0,0,0,0]
[null,784,33,2,{"$f":"Daten!F813","v":0},{"$f":"Daten!G813","v":0},null,null,0,0,0,0,0,0]
[null,785,33,2,{"$f":"Daten!F814","v":0},{"$f":"Daten!G814","v":0},null,null,0,0,0,0,0,0]
[null,786,33,2,{"$f":"Daten!F815","v":0},{"$f":"Daten!G815","v":0},null,null,0,0,0,0,0,0]
[null,787,33,2,{"$f":"Daten!F816","v":0},{"$f":"Daten!G816","v":0},null,null,0,0,0,0,0,0]
[null,788,33,2,{"$f":"Daten!F817","v":0},{"$f":"Daten!G817","v":0},null,null,0,0,0,0,0,0]
[null,789,33,2,{"$f":"Daten!F818","v":0},{"$f":"Daten!G818","v":0},null,null,0,0,0,0,0,0]
[null,790,33,2,{"$f":"Daten!F819","v":0},{"$f":"Daten!G819","v":0},null,null,0,0,0,0,0,0]
[null,791,33,2,{"$f":"Daten!F820","v":0},{"$f":"Daten!G820","v":0},null,null,0,0,0,0,0,0]
[null,792,33,2,{"$f":"Daten!F821","v":0},{"$f":"Daten!G821","v":0},null,null,0,0,0,0,0,0]
[null,793,34,2,{"$f":"Daten!F822","v":0},{"$f":"Daten!G822","v":0},null,null,0,0,0,0,0,0]
[null,794,34,2,{"$f":"Daten!F823","v":0},{"$f":"Daten!G823","v":0},null,null,0,0,0,0,0,0]
[null,795,34,2,{"$f":"Daten!F824","v":0},{"$f":"Daten!G824","v":0},null,null,0,0,0,0,0,0]
[null,796,34,2,{"$f":"Daten!F825","v":0},{"$f":"Daten!G825","v":0},null,null,0,0,0,0,0,0]
[null,797,34,2,{"$f":"Daten!F826","v":0},{"$f":"Daten!G826","v":0},null,null,0,0,0,0,0,0]
[null,798,34,2,{"$f":"Daten!F827","v":0},{"$f":"Daten!G827","v":0},null,null,0,0,0,0,0,0]
[null,799,34,2,{"$f":"Daten!F828","v":0},{"$f":"Daten!G828","v":0},null,null,0,0,0,0,0,0]
[null,800,34,2,{"$f":"Daten!F829","v":0},{"$f":"Daten!G829","v":0},null,null,0,0,0,0,0,0]
[null,801,34,2,{"$f":"Daten!F830","v":0},{"$f":"Daten!G830","v":0},null,null,0,0,0,0,0,0]
[null,802,34,2,{"$f":"Daten!F831","v":0},{"$f":"Daten!G831","v":0},null,null,0,0,0,0,0,0]
[null,803,34,2,{"$f":"Daten!F832","v":0},{"$f":"Daten!G832","v":0},null,null,0,0,0,0,0,0]
[null,804,34,2,{"$f":"Daten!F833","v":0},{"$f":"Daten!G833","v":0},null,null,0,0,0,0,0,0]
[null,805,34,2,{"$f":"Daten!F834","v":0},{"$f":"Daten!G834","v":0},null,null,0,0,0,0,0,0]
[null,806,34,2,{"$f":"Daten!F835","v":0},{"$f":"Daten!G835","v":0},null,null,0,0,0,0,0,0]
[null,807,34,2,{"$f":"Daten!F836","v":0},{"$f":"Daten!G836","v":0},null,null,0,0,0,0,0,0]
[null,808,34,2,{"$f":"Daten!F837","v":0},{"$f":"Daten!G837","v":0},null,null,0,0,0,0,0,0]
[null,809,34,2,{"$f":"Daten!F838","v":0},{"$f":"Daten!G838","v":0},null,null,0,0,0,0,0,0]
[null,810,34,2,{"$f":"Daten!F839","v":0},{"$f":"Daten!G839","v":0},null,null,0,0,0,0,0,0]
[null,811,34,2,{"$f":"Daten!F840","v":0},{"$f":"Daten!G840","v":0},null,null,0,0,0,0,0,0]
[null,812,34,2,{"$f":"Daten!F841","v":0},{"$f":"Daten!G841","v":0},null,null,0,0,0,0,0,0]
[null,813,34,2,{"$f":"Daten!F842","v":0},{"$f":"Daten!G842","v":0},null,null,0,0,0,0,0,0]
[null,814,34,2,{"$f":"Daten!F843","v":0},{"$f":"Daten!G843","v":0},null,null,0,0,0,0,0,0]
[null,815,34,2,{"$f":"Daten!F844","v":0},{"$f":"Daten!G844","v":0},null,null,0,0,0,0,0,0]
[null,816,34,2,{"$f":"Daten!F845","v":0},{"$f":"Daten!G845","v":0},null,null,0,0,0,0,0,0]
[null,817,35,2,{"$f":"Daten!F846","v":0},{"$f":"Daten!G846","v":0},null,null,0,0,0,0,0,0]
[null,818,35,2,{"$f":"Daten!F847","v":0},{"$f":"Daten!G847","v":0},null,null,0,0,0,0,0,0]
[null,819,35,2,{"$f":"Daten!F848","v":0},{"$f":"Daten!G848","v":0},null,null,0,0,0,0,0,0]
[null,820,35,2,{"$f":"Daten!F849","v":0},{"$f":"Daten!G849","v":0},null,null,0,0,0,0,0,0]
[null,821,35,2,{"$f":"Daten!F850","v":0},{"$f":"Daten!G850","v":0},null,null,0,0,0,0,0,0]
[null,822,35,2,{"$f":"Daten!F851","v":0},{"$f":"Daten!G851","v":0},null,null,0,0,0,0,0,0]
[null,823,35,2,{"$f":"Daten!F852","v":0},{"$f":"Daten!G852","v":0},null,null,0,0,0,0,0,0]
[null,824,35,2,{"$f":"Daten!F853","v":0},{"$f":"Daten!G853","v":0},null,null,0,0,0,0,0,0]
[null,825,35,2,{"$f":"Daten!F854","v":0},{"$f":"Daten!G854","v":0},null,null,0,0,0,0,0,0]
[null,826,35,2,{"$f":"Daten!F855","v":0},{"$f":"Daten!G855","v":0},null,null,0,0,0,0,0,0]
[null,827,35,2,{"$f":"Daten!F856","v":0},{"$f":"Daten!G856","v":0},null,null,0,0,0,0,0,0]
[null,828,35,2,{"$f":"Daten!F857","v":0},{"$f":"Daten!G857","v":0},null,null,0,0,0,0,0,0]
[null,829,35,2,{"$f":"Daten!F858","v":0},{"$f":"Daten!G858","v":0},null,null,0,0,0,0,0,0]
[null,830,35,2,{"$f":"Daten!F859","v":0},{"$f":"Daten!G859","v":0},null,null,0,0,0,0,0,0]
[null,831,35,2,{"$f":"Daten!F860","v":0},{"$f":"Daten!G860","v":0},null,null,0,0,0,0,0,0]
[null,832,35,2,{"$f":"Daten!F861","v":0},{"$f":"Daten!G861","v":0},null,null,0,0,0,0,0,0]
[null,833,35,2,{"$f":"Daten!F862","v":0},{"$f":"Daten!G862","v":0},null,null,0,{"$f":"MIN(E849,F849+I849)","v":0},{"$f":"E849-J849","v":0},{"$f":"MIN((F849-J849),BatteriespeicherWh-I849)","v":0},0,{"$f":"IF(L849>0,I849+L849*Wirkungsgrad,I849+L849)","v":0}]
[null,834,{"$f":"CEILING(B850/24,1)","v":35},{"$f":"MONTH(C850)","v":2},{"$f":"Daten!F863","v":0},{"$f":"Daten!G863","v":0},null,null,{"$f":"N849","v":0},0,0,0,{"$f":"F850-(J850+L850)","v":0},0]
[null,835,35,2,{"$f":"Daten!F864","v":0},{"$f":"Daten!G864","v":0},null,null,0,0,0,0,0,0]
[null,836,35,2,{"$f":"Daten!F865","v":0},{"$f":"Daten!G865","v":0},null,null,0,0,0,0,0,0]
[null,837,35,2,{"$f":"Daten!F866","v":0},{"$f":"Daten!G866","v":0},null,null,0,0,0,0,0,0]
[null,838,35,2,{"$f":"Daten!F867","v":0},{"$f":"Daten!G867","v":0},null,null,0,0,0,0,0,0]
[null,839,35,2,{"$f":"Daten!F868","v":0},{"$f":"Daten!G868","v":0},null,null,0,0,0,0,0,0]
[null,840,35,2,{"$f":"Daten!F869","v":0},{"$f":"Daten!G869","v":0},null,null,0,0,0,0,0,0]
[null,841,36,2,{"$f":"Daten!F870","v":0},{"$f":"Daten!G870","v":0},null,null,0,0,0,0,0,0]
[null,842,36,2,{"$f":"Daten!F871","v":0},{"$f":"Daten!G871","v":0},null,null,0,0,0,0,0,0]
[null,843,36,2,{"$f":"Daten!F872","v":0},{"$f":"Daten!G872","v":0},null,null,0,0,0,0,0,0]
[null,844,36,2,{"$f":"Daten!F873","v":0},{"$f":"Daten!G873","v":0},null,null,0,0,0,0,0,0]
[null,845,36,2,{"$f":"Daten!F874","v":0},{"$f":"Daten!G874","v":0},null,null,0,0,0,0,0,0]
[null,846,36,2,{"$f":"Daten!F875","v":0},{"$f":"Daten!G875","v":0},null,null,0,0,0,0,0,0]
[null,847,36,2,{"$f":"Daten!F876","v":0},{"$f":"Daten!G876","v":0},null,null,0,0,0,0,0,0]
[null,848,36,2,{"$f":"Daten!F877","v":0},{"$f":"Daten!G877","v":0},null,null,0,0,0,0,0,0]
[null,849,36,2,{"$f":"Daten!F878","v":0},{"$f":"Daten!G878","v":0},null,null,0,0,0,0,0,0]
[null,850,36,2,{"$f":"Daten!F879","v":0},{"$f":"Daten!G879","v":0},null,null,0,0,0,0,0,0]
[null,851,36,2,{"$f":"Daten!F880","v":0},{"$f":"Daten!G880","v":0},null,null,0,0,0,0,0,0]
[null,852,36,2,{"$f":"Daten!F881","v":0},{"$f":"Daten!G881","v":0},null,null,0,0,0,0,0,0]
[null,853,36,2,{"$f":"Daten!F882","v":0},{"$f":"Daten!G882","v":0},null,null,0,0,0,0,0,0]
[null,854,36,2,{"$f":"Daten!F883","v":0},{"$f":"Daten!G883","v":0},null,null,0,0,0,0,0,0]
[null,855,36,2,{"$f":"Daten!F884","v":0},{"$f":"Daten!G884","v":0},null,null,0,0,0,0,0,0]
[null,856,36,2,{"$f":"Daten!F885","v":0},{"$f":"Daten!G885","v":0},null,null,0,0,0,0,0,0]
[null,857,36,2,{"$f":"Daten!F886","v":0},{"$f":"Daten!G886","v":0},null,null,0,0,0,0,0,0]
[null,858,36,2,{"$f":"Daten!F887","v":0},{"$f":"Daten!G887","v":0},null,null,0,0,0,0,0,0]
[null,859,36,2,{"$f":"Daten!F888","v":0},{"$f":"Daten!G888","v":0},null,null,0,0,0,0,0,0]
[null,860,36,2,{"$f":"Daten!F889","v":0},{"$f":"Daten!G889","v":0},null,null,0,0,0,0,0,0]
[null,861,36,2,{"$f":"Daten!F890","v":0},{"$f":"Daten!G890","v":0},null,null,0,0,0,0,0,0]
[null,862,36,2,{"$f":"Daten!F891","v":0},{"$f":"Daten!G891","v":0},null,null,0,0,0,0,0,0]
[null,863,36,2,{"$f":"Daten!F892","v":0},{"$f":"Daten!G892","v":0},null,null,0,0,0,0,0,0]
[null,864,36,2,{"$f":"Daten!F893","v":0},{"$f":"Daten!G893","v":0},null,null,0,0,0,0,0,0]
[null,865,37,2,{"$f":"Daten!F894","v":0},{"$f":"Daten!G894","v":0},null,null,0,0,0,0,0,0]
[null,866,37,2,{"$f":"Daten!F895","v":0},{"$f":"Daten!G895","v":0},null,null,0,0,0,0,0,0]
[null,867,37,2,{"$f":"Daten!F896","v":0},{"$f":"Daten!G896","v":0},null,null,0,0,0,0,0,0]
[null,868,37,2,{"$f":"Daten!F897","v":0},{"$f":"Daten!G897","v":0},null,null,0,0,0,0,0,0]
[null,869,37,2,{"$f":"Daten!F898","v":0},{"$f":"Daten!G898","v":0},null,null,0,0,0,0,0,0]
[null,870,37,2,{"$f":"Daten!F899","v":0},{"$f":"Daten!G899","v":0},null,null,0,0,0,0,0,0]
[null,871,37,2,{"$f":"Daten!F900","v":0},{"$f":"Daten!G900","v":0},null,null,0,0,0,0,0,0]
[null,872,37,2,{"$f":"Daten!F901","v":0},{"$f":"Daten!G901","v":0},null,null,0,0,0,0,0,0]
[null,873,37,2,{"$f":"Daten!F902","v":0},{"$f":"Daten!G902","v":0},null,null,0,0,0,0,0,0]
[null,874,37,2,{"$f":"Daten!F903","v":0},{"$f":"Daten!G903","v":0},null,null,0,0,0,0,0,0]
[null,875,37,2,{"$f":"Daten!F904","v":0},{"$f":"Daten!G904","v":0},null,null,0,0,0,0,0,0]
[null,876,37,2,{"$f":"Daten!F905","v":0},{"$f":"Daten!G905","v":0},null,null,0,0,0,0,0,0]
[null,877,37,2,{"$f":"Daten!F906","v":0},{"$f":"Daten!G906","v":0},null,null,0,0,0,0,0,0]
[null,878,37,2,{"$f":"Daten!F907","v":0},{"$f":"Daten!G907","v":0},null,null,0,0,0,0,0,0]
[null,879,37,2,{"$f":"Daten!F908","v":0},{"$f":"Daten!G908","v":0},null,null,0,0,0,0,0,0]
[null,880,37,2,{"$f":"Daten!F909","v":0},{"$f":"Daten!G909","v":0},null,null,0,0,0,0,0,0]
[null,881,37,2,{"$f":"Daten!F910","v":0},{"$f":"Daten!G910","v":0},null,null,0,0,0,0,0,0]
[null,882,37,2,{"$f":"Daten!F911","v":0},{"$f":"Daten!G911","v":0},null,null,0,0,0,0,0,0]
[null,883,37,2,{"$f":"Daten!F912","v":0},{"$f":"Daten!G912","v":0},null,null,0,0,0,0,0,0]
[null,884,37,2,{"$f":"Daten!F913","v":0},{"$f":"Daten!G913","v":0},null,null,0,0,0,0,0,0]
[null,885,37,2,{"$f":"Daten!F914","v":0},{"$f":"Daten!G914","v":0},null,null,0,0,0,0,0,0]
[null,886,37,2,{"$f":"Daten!F915","v":0},{"$f":"Daten!G915","v":0},null,null,0,0,0,0,0,0]
[null,887,37,2,{"$f":"Daten!F916","v":0},{"$f":"Daten!G916","v":0},null,null,0,0,0,0,0,0]
[null,888,37,2,{"$f":"Daten!F917","v":0},{"$f":"Daten!G917","v":0},null,null,0,0,0,0,0,0]
[null,889,38,2,{"$f":"Daten!F918","v":0},{"$f":"Daten!G918","v":0},null,null,0,0,0,0,0,0]
[null,890,38,2,{"$f":"Daten!F919","v":0},{"$f":"Daten!G919","v":0},null,null,0,0,0,0,0,0]
[null,891,38,2,{"$f":"Daten!F920","v":0},{"$f":"Daten!G920","v":0},null,null,0,0,0,0,0,0]
[null,892,38,2,{"$f":"Daten!F921","v":0},{"$f":"Daten!G921","v":0},null,null,0,0,0,0,0,0]
[null,893,38,2,{"$f":"Daten!F922","v":0},{"$f":"Daten!G922","v":0},null,null,0,0,0,0,0,0]
[null,894,38,2,{"$f":"Daten!F923","v":0},{"$f":"Daten!G923","v":0},null,null,0,0,0,0,0,0]
[null,895,38,2,{"$f":"Daten!F924","v":0},{"$f":"Daten!G924","v":0},null,null,0,0,0,0,0,0]
[null,896,38,2,{"$f":"Daten!F925","v":0},{"$f":"Daten!G925","v":0},null,null,0,0,0,0,0,0]
[null,897,38,2,{"$f":"Daten!F926","v":0},{"$f":"Daten!G926","v":0},null,null,0,{"$f":"MIN(E913,F913+I913)","v":0},{"$f":"E913-J913","v":0},{"$f":"MIN((F913-J913),BatteriespeicherWh-I913)","v":0},0,{"$f":"IF(L913>0,I913+L913*Wirkungsgrad,I913+L913)","v":0}]
[null,898,{"$f":"CEILING(B914/24,1)","v":38},{"$f":"MONTH(C914)","v":2},{"$f":"Daten!F927","v":0},{"$f":"Daten!G927","v":0},null,null,{"$f":"N913","v":0},0,0,0,{"$f":"F914-(J914+L914)","v":0},0]
[null,899,38,2,{"$f":"Daten!F928","v":0},{"$f":"Daten!G928","v":0},null,null,0,0,0,0,0,0]
[null,900,38,2,{"$f":"Daten!F929","v":0},{"$f":"Daten!G929","v":0},null,null,0,0,0,0,0,0]
[null,901,38,2,{"$f":"Daten!F930","v":0},{"$f":"Daten!G930","v":0},null,null,0,0,0,0,0,0]
[null,902,38,2,{"$f":"Daten!F931","v":0},{"$f":"Daten!G931","v":0},null,null,0,0,0,0,0,0]
[null,903,38,2,{"$f":"Daten!F932","v":0},{"$f":"Daten!G932","v":0},null,null,0,0,0,0,0,0]
[null,904,38,2,{"$f":"Daten!F933","v":0},{"$f":"Daten!G933","v":0},null,null,0,0,0,0,0,0]
[null,905,38,2,{"$f":"Daten!F934","v":0},{"$f":"Daten!G934","v":0},null,null,0,0,0,0,0,0]
[null,906,38,2,{"$f":"Daten!F935","v":0},{"$f":"Daten!G935","v":0},null,null,0,0,0,0,0,0]
[null,907,38,2,{"$f":"Daten!F936","v":0},{"$f":"Daten!G936","v":0},null,null,0,0,0,0,0,0]
[null,908,38,2,{"$f":"Daten!F937","v":0},{"$f":"Daten!G937","v":0},null,null,0,0,0,0,0,0]
[null,909,38,2,{"$f":"Daten!F938","v":0},{"$f":"Daten!G938","v":0},null,null,0,0,0,0,0,0]
[null,910,38,2,{"$f":"Daten!F939","v":0},{"$f":"Daten!G939","v":0},null,null,0,0,0,0,0,0]
[null,911,38,2,{"$f":"Daten!F940","v":0},{"$f":"Daten!G940","v":0},null,null,0,0,0,0,0,0]
[null,912,38,2,{"$f":"Daten!F941","v":0},{"$f":"Daten!G941","v":0},null,null,0,0,0,0,0,0]
[null,913,39,2,{"$f":"Daten!F942","v":0},{"$f":"Daten!G942","v":0},null,null,0,0,0,0,0,0]
[null,914,39,2,{"$f":"Daten!F943","v":0},{"$f":"Daten!G943","v":0},null,null,0,0,0,0,0,0]
[null,915,39,2,{"$f":"Daten!F944","v":0},{"$f":"Daten!G944","v":0},null,null,0,0,0,0,0,0]
[null,916,39,2,{"$f":"Daten!F945","v":0},{"$f":"Daten!G945","v":0},null,null,0,0,0,0,0,0]
[null,917,39,2,{"$f":"Daten!F946","v":0},{"$f":"Daten!G946","v":0},null,null,0,0,0,0,0,0]
[null,918,39,2,{"$f":"Daten!F947","v":0},{"$f":"Daten!G947","v":0},null,null,0,0,0,0,0,0]
[null,919,39,2,{"$f":"Daten!F948","v":0},{"$f":"Daten!G948","v":0},null,null,0,0,0,0,0,0]
[null,920,39,2,{"$f":"Daten!F949","v":0},{"$f":"Daten!G949","v":0},null,null,0,0,0,0,0,0]
[null,921,39,2,{"$f":"Daten!F950","v":0},{"$f":"Daten!G950","v":0},null,null,0,0,0,0,0,0]
[null,922,39,2,{"$f":"Daten!F951","v":0},{"$f":"Daten!G951","v":0},null,null,0,0,0,0,0,0]
[null,923,39,2,{"$f":"Daten!F952","v":0},{"$f":"Daten!G952","v":0},null,null,0,0,0,0,0,0]
[null,924,39,2,{"$f":"Daten!F953","v":0},{"$f":"Daten!G953","v":0},null,null,0,0,0,0,0,0]
[null,925,39,2,{"$f":"Daten!F954","v":0},{"$f":"Daten!G954","v":0},null,null,0,0,0,0,0,0]
[null,926,39,2,{"$f":"Daten!F955","v":0},{"$f":"Daten!G955","v":0},null,null,0,0,0,0,0,0]
[null,927,39,2,{"$f":"Daten!F956","v":0},{"$f":"Daten!G956","v":0},null,null,0,0,0,0,0,0]
[null,928,39,2,{"$f":"Daten!F957","v":0},{"$f":"Daten!G957","v":0},null,null,0,0,0,0,0,0]
[null,929,39,2,{"$f":"Daten!F958","v":0},{"$f":"Daten!G958","v":0},null,null,0,0,0,0,0,0]
[null,930,39,2,{"$f":"Daten!F959","v":0},{"$f":"Daten!G959","v":0},null,null,0,0,0,0,0,0]
[null,931,39,2,{"$f":"Daten!F960","v":0},{"$f":"Daten!G960","v":0},null,null,0,0,0,0,0,0]
[null,932,39,2,{"$f":"Daten!F961","v":0},{"$f":"Daten!G961","v":0},null,null,0,0,0,0,0,0]
[null,933,39,2,{"$f":"Daten!F962","v":0},{"$f":"Daten!G962","v":0},null,null,0,0,0,0,0,0]
[null,934,39,2,{"$f":"Daten!F963","v":0},{"$f":"Daten!G963","v":0},null,null,0,0,0,0,0,0]
[null,935,39,2,{"$f":"Daten!F964","v":0},{"$f":"Daten!G964","v":0},null,null,0,0,0,0,0,0]
[null,936,39,2,{"$f":"Daten!F965","v":0},{"$f":"Daten!G965","v":0},null,null,0,0,0,0,0,0]
[null,937,40,2,{"$f":"Daten!F966","v":0},{"$f":"Daten!G966","v":0},null,null,0,0,0,0,0,0]
[null,938,40,2,{"$f":"Daten!F967","v":0},{"$f":"Daten!G967","v":0},null,null,0,0,0,0,0,0]
[null,939,40,2,{"$f":"Daten!F968","v":0},{"$f":"Daten!G968","v":0},null,null,0,0,0,0,0,0]
[null,940,40,2,{"$f":"Daten!F969","v":0},{"$f":"Daten!G969","v":0},null,null,0,0,0,0,0,0]
[null,941,40,2,{"$f":"Daten!F970","v":0},{"$f":"Daten!G970","v":0},null,null,0,0,0,0,0,0]
[null,942,40,2,{"$f":"Daten!F971","v":0},{"$f":"Daten!G971","v":0},null,null,0,0,0,0,0,0]
[null,943,40,2,{"$f":"Daten!F972","v":0},{"$f":"Daten!G972","v":0},null,null,0,0,0,0,0,0]
[null,944,40,2,{"$f":"Daten!F973","v":0},{"$f":"Daten!G973","v":0},null,null,0,0,0,0,0,0]
[null,945,40,2,{"$f":"Daten!F974","v":0},{"$f":"Daten!G974","v":0},null,null,0,0,0,0,0,0]
[null,946,40,2,{"$f":"Daten!F975","v":0},{"$f":"Daten!G975","v":0},null,null,0,0,0,0,0,0]
[null,947,40,2,{"$f":"Daten!F976","v":0},{"$f":"Daten!G976","v":0},null,null,0,0,0,0,0,0]
[null,948,40,2,{"$f":"Daten!F977","v":0},{"$f":"Daten!G977","v":0},null,null,0,0,0,0,0,0]
[null,949,40,2,{"$f":"Daten!F978","v":0},{"$f":"Daten!G978","v":0},null,null,0,0,0,0,0,0]
[null,950,40,2,{"$f":"Daten!F979","v":0},{"$f":"Daten!G979","v":0},null,null,0,0,0,0,0,0]
[null,951,40,2,{"$f":"Daten!F980","v":0},{"$f":"Daten!G980","v":0},null,null,0,0,0,0,0,0]
[null,952,40,2,{"$f":"Daten!F981","v":0},{"$f":"Daten!G981","v":0},null,null,0,0,0,0,0,0]
[null,953,40,2,{"$f":"Daten!F982","v":0},{"$f":"Daten!G982","v":0},null,null,0,0,0,0,0,0]
[null,954,40,2,{"$f":"Daten!F983","v":0},{"$f":"Daten!G983","v":0},null,null,0,0,0,0,0,0]
[null,955,40,2,{"$f":"Daten!F984","v":0},{"$f":"Daten!G984","v":0},null,null,0,0,0,0,0,0]
[null,956,40,2,{"$f":"Daten!F985","v":0},{"$f":"Daten!G985","v":0},null,null,0,0,0,0,0,0]
[null,957,40,2,{"$f":"Daten!F986","v":0},{"$f":"Daten!G986","v":0},null,null,0,0,0,0,0,0]
[null,958,40,2,{"$f":"Daten!F987","v":0},{"$f":"Daten!G987","v":0},null,null,0,0,0,0,0,0]
[null,959,40,2,{"$f":"Daten!F988","v":0},{"$f":"Daten!G988","v":0},null,null,0,0,0,0,0,0]
[null,960,40,2,{"$f":"Daten!F989","v":0},{"$f":"Daten!G989","v":0},null,null,0,0,0,0,0,0]
[null,961,41,2,{"$f":"Daten!F990","v":0},{"$f":"Daten!G990","v":0},null,null,0,{"$f":"MIN(E977,F977+I977)","v":0},{"$f":"E977-J977","v":0},{"$f":"MIN((F977-J977),BatteriespeicherWh-I977)","v":0},0,{"$f":"IF(L977>0,I977+L977*Wirkungsgrad,I977+L977)","v":0}]
[null,962,{"$f":"CEILING(B978/24,1)","v":41},{"$f":"MONTH(C978)","v":2},{"$f":"Daten!F991","v":0},{"$f":"Daten!G991","v":0},null,null,{"$f":"N977","v":0},0,0,0,{"$f":"F978-(J978+L978)","v":0},0]
[null,963,41,2,{"$f":"Daten!F992","v":0},{"$f":"Daten!G992","v":0},null,null,0,0,0,0,0,0]
[null,964,41,2,{"$f":"Daten!F993","v":0},{"$f":"Daten!G993","v":0},null,null,0,0,0,0,0,0]
[null,965,41,2,{"$f":"Daten!F994","v":0},{"$f":"Daten!G994","v":0},null,null,0,0,0,0,0,0]
[null,966,41,2,{"$f":"Daten!F995","v":0},{"$f":"Daten!G995","v":0},null,null,0,0,0,0,0,0]
[null,967,41,2,{"$f":"Daten!F996","v":0},{"$f":"Daten!G996","v":0},null,null,0,0,0,0,0,0]
[null,968,41,2,{"$f":"Daten!F997","v":0},{"$f":"Daten!G997","v":0},null,null,0,0,0,0,0,0]
[null,969,41,2,{"$f":"Daten!F998","v":0},{"$f":"Daten!G998","v":0},null,null,0,0,0,0,0,0]
[null,970,41,2,{"$f":"Daten!F999","v":0},{"$f":"Daten!G999","v":0},null,null,0,0,0,0,0,0]
[null,971,41,2,{"$f":"Daten!F1000","v":0},{"$f":"Daten!G1000","v":0},null,null,0,0,0,0,0,0]
[null,972,41,2,{"$f":"Daten!F1001","v":0},{"$f":"Daten!G1001","v":0},null,null,0,0,0,0,0,0]
[null,973,41,2,{"$f":"Daten!F1002","v":0},{"$f":"Daten!G1002","v":0},null,null,0,0,0,0,0,0]
[null,974,41,2,{"$f":"Daten!F1003","v":0},{"$f":"Daten!G1003","v":0},null,null,0,0,0,0,0,0]
[null,975,41,2,{"$f":"Daten!F1004","v":0},{"$f":"Daten!G1004","v":0},null,null,0,0,0,0,0,0]
[null,976,41,2,{"$f":"Daten!F1005","v":0},{"$f":"Daten!G1005","v":0},null,null,0,0,0,0,0,0]
[null,977,41,2,{"$f":"Daten!F1006","v":0},{"$f":"Daten!G1006","v":0},null,null,0,0,0,0,0,0]
[null,978,41,2,{"$f":"Daten!F1007","v":0},{"$f":"Daten!G1007","v":0},null,null,0,0,0,0,0,0]
[null,979,41,2,{"$f":"Daten!F1008","v":0},{"$f":"Daten!G1008","v":0},null,null,0,0,0,0,0,0]
[null,980,41,2,{"$f":"Daten!F1009","v":0},{"$f":"Daten!G1009","v":0},null,null,0,0,0,0,0,0]
[null,981,41,2,{"$f":"Daten!F1010","v":0},{"$f":"Daten!G1010","v":0},null,null,0,0,0,0,0,0]
[null,982,41,2,{"$f":"Daten!F1011","v":0},{"$f":"Daten!G1011","v":0},null,null,0,0,0,0,0,0]
[null,983,41,2,{"$f":"Daten!F1012","v":0},{"$f":"Daten!G1012","v":0},null,null,0,0,0,0,0,0]
[null,984,41,2,{"$f":"Daten!F1013","v":0},{"$f":"Daten!G1013","v":0},null,null,0,0,0,0,0,0]
[null,985,42,2,{"$f":"Daten!F1014","v":0},{"$f":"Daten!G1014","v":0},null,null,0,0,0,0,0,0]
[null,986,42,2,{"$f":"Daten!F1015","v":0},{"$f":"Daten!G1015","v":0},null,null,0,0,0,0,0,0]
[null,987,42,2,{"$f":"Daten!F1016","v":0},{"$f":"Daten!G1016","v":0},null,null,0,0,0,0,0,0]
[null,988,42,2,{"$f":"Daten!F1017","v":0},{"$f":"Daten!G1017","v":0},null,null,0,0,0,0,0,0]
[null,989,42,2,{"$f":"Daten!F1018","v":0},{"$f":"Daten!G1018","v":0},null,null,0,0,0,0,0,0]
[null,990,42,2,{"$f":"Daten!F1019","v":0},{"$f":"Daten!G1019","v":0},null,null,0,0,0,0,0,0]
[null,991,42,2,{"$f":"Daten!F1020","v":0},{"$f":"Daten!G1020","v":0},null,null,0,0,0,0,0,0]
[null,992,42,2,{"$f":"Daten!F1021","v":0},{"$f":"Daten!G1021","v":0},null,null,0,0,0,0,0,0]
[null,993,42,2,{"$f":"Daten!F1022","v":0},{"$f":"Daten!G1022","v":0},null,null,0,0,0,0,0,0]
[null,994,42,2,{"$f":"Daten!F1023","v":0},{"$f":"Daten!G1023","v":0},null,null,0,0,0,0,0,0]
[null,995,42,2,{"$f":"Daten!F1024","v":0},{"$f":"Daten!G1024","v":0},null,null,0,0,0,0,0,0]
[null,996,42,2,{"$f":"Daten!F1025","v":0},{"$f":"Daten!G1025","v":0},null,null,0,0,0,0,0,0]
[null,997,42,2,{"$f":"Daten!F1026","v":0},{"$f":"Daten!G1026","v":0},null,null,0,0,0,0,0,0]
[null,998,42,2,{"$f":"Daten!F1027","v":0},{"$f":"Daten!G1027","v":0},null,null,0,0,0,0,0,0]
[null,999,42,2,{"$f":"Daten!F1028","v":0},{"$f":"Daten!G1028","v":0},null,null,0,0,0,0,0,0]
[null,1000,42,2,{"$f":"Daten!F1029","v":0},{"$f":"Daten!G1029","v":0},null,null,0,0,0,0,0,0]
[null,1001,42,2,{"$f":"Daten!F1030","v":0},{"$f":"Daten!G1030","v":0},null,null,0,0,0,0,0,0]
[null,1002,42,2,{"$f":"Daten!F1031","v":0},{"$f":"Daten!G1031","v":0},null,null,0,0,0,0,0,0]
[null,1003,42,2,{"$f":"Daten!F1032","v":0},{"$f":"Daten!G1032","v":0},null,null,0,0,0,0,0,0]
[null,1004,42,2,{"$f":"Daten!F1033","v":0},{"$f":"Daten!G1033","v":0},null,null,0,0,0,0,0,0]
[null,1005,42,2,{"$f":"Daten!F1034","v":0},{"$f":"Daten!G1034","v":0},null,null,0,0,0,0,0,0]
[null,1006,42,2,{"$f":"Daten!F1035","v":0},{"$f":"Daten!G1035","v":0},null,null,0,0,0,0,0,0]
[null,1007,42,2,{"$f":"Daten!F1036","v":0},{"$f":"Daten!G1036","v":0},null,null,0,0,0,0,0,0]
[null,1008,42,2,{"$f":"Daten!F1037","v":0},{"$f":"Daten!G1037","v":0},null,null,0,0,0,0,0,0]
[null,1009,43,2,{"$f":"Daten!F1038","v":0},{"$f":"Daten!G1038","v":0},null,null,0,0,0,0,0,0]
[null,1010,43,2,{"$f":"Daten!F1039","v":0},{"$f":"Daten!G1039","v":0},null,null,0,0,0,0,0,0]
[null,1011,43,2,{"$f":"Daten!F1040","v":0},{"$f":"Daten!G1040","v":0},null,null,0,0,0,0,0,0]
[null,1012,43,2,{"$f":"Daten!F1041","v":0},{"$f":"Daten!G1041","v":0},null,null,0,0,0,0,0,0]
[null,1013,43,2,{"$f":"Daten!F1042","v":0},{"$f":"Daten!G1042","v":0},null,null,0,0,0,0,0,0]
[null,1014,43,2,{"$f":"Daten!F1043","v":0},{"$f":"Daten!G1043","v":0},null,null,0,0,0,0,0,0]
[null,1015,43,2,{"$f":"Daten!F1044","v":0},{"$f":"Daten!G1044","v":0},null,null,0,0,0,0,0,0]
[null,1016,43,2,{"$f":"Daten!F1045","v":0},{"$f":"Daten!G1045","v":0},null,null,0,0,0,0,0,0]
[null,1017,43,2,{"$f":"Daten!F1046","v":0},{"$f":"Daten!G1046","v":0},null,null,0,0,0,0,0,0]
[null,1018,43,2,{"$f":"Daten!F1047","v":0},{"$f":"Daten!G1047","v":0},null,null,0,0,0,0,0,0]
[null,1019,43,2,{"$f":"Daten!F1048","v":0},{"$f":"Daten!G1048","v":0},null,null,0,0,0,0,0,0]
[null,1020,43,2,{"$f":"Daten!F1049","v":0},{"$f":"Daten!G1049","v":0},null,null,0,0,0,0,0,0]
[null,1021,43,2,{"$f":"Daten!F1050","v":0},{"$f":"Daten!G1050","v":0},null,null,0,0,0,0,0,0]
[null,1022,43,2,{"$f":"Daten!F1051","v":0},{"$f":"Daten!G1051","v":0},null,null,0,0,0,0,0,0]
[null,1023,43,2,{"$f":"Daten!F1052","v":0},{"$f":"Daten!G1052","v":0},null,null,0,0,0,0,0,0]
[null,1024,43,2,{"$f":"Daten!F1053","v":0},{"$f":"Daten!G1053","v":0},null,null,0,0,0,0,0,0]
[null,1025,43,2,{"$f":"Daten!F1054","v":0},{"$f":"Daten!G1054","v":0},null,null,0,{"$f":"MIN(E1041,F1041+I1041)","v":0},{"$f":"E1041-J1041","v":0},{"$f":"MIN((F1041-J1041),BatteriespeicherWh-I1041)","v":0},0,{"$f":"IF(L1041>0,I1041+L1041*Wirkungsgrad,I1041+L1041)","v":0}]
[null,1026,{"$f":"CEILING(B1042/24,1)","v":43},{"$f":"MONTH(C1042)","v":2},{"$f":"Daten!F1055","v":0},{"$f":"Daten!G1055","v":0},null,null,{"$f":"N1041","v":0},0,0,0,{"$f":"F1042-(J1042+L1042)","v":0},0]
[null,1027,43,2,{"$f":"Daten!F1056","v":0},{"$f":"Daten!G1056","v":0},null,null,0,0,0,0,0,0]
[null,1028,43,2,{"$f":"Daten!F1057","v":0},{"$f":"Daten!G1057","v":0},null,null,0,0,0,0,0,0]
[null,1029,43,2,{"$f":"Daten!F1058","v":0},{"$f":"Daten!G1058","v":0},null,null,0,0,0,0,0,0]
[null,1030,43,2,{"$f":"Daten!F1059","v":0},{"$f":"Daten!G1059","v":0},null,null,0,0,0,0,0,0]
[null,1031,43,2,{"$f":"Daten!F1060","v":0},{"$f":"Daten!G1060","v":0},null,null,0,0,0,0,0,0]
[null,1032,43,2,{"$f":"Daten!F1061","v":0},{"$f":"Daten!G1061","v":0},null,null,0,0,0,0,0,0]
[null,1033,44,2,{"$f":"Daten!F1062","v":0},{"$f":"Daten!G1062","v":0},null,null,0,0,0,0,0,0]
[null,1034,44,2,{"$f":"Daten!F1063","v":0},{"$f":"Daten!G1063","v":0},null,null,0,0,0,0,0,0]
[null,1035,44,2,{"$f":"Daten!F1064","v":0},{"$f":"Daten!G1064","v":0},null,null,0,0,0,0,0,0]
[null,1036,44,2,{"$f":"Daten!F1065","v":0},{"$f":"Daten!G1065","v":0},null,null,0,0,0,0,0,0]
[null,1037,44,2,{"$f":"Daten!F1066","v":0},{"$f":"Daten!G1066","v":0},null,null,0,0,0,0,0,0]
[null,1038,44,2,{"$f":"Daten!F1067","v":0},{"$f":"Daten!G1067","v":0},null,null,0,0,0,0,0,0]
[null,1039,44,2,{"$f":"Daten!F1068","v":0},{"$f":"Daten!G1068","v":0},null,null,0,0,0,0,0,0]
[null,1040,44,2,{"$f":"Daten!F1069","v":0},{"$f":"Daten!G1069","v":0},null,null,0,0,0,0,0,0]
[null,1041,44,2,{"$f":"Daten!F1070","v":0},{"$f":"Daten!G1070","v":0},null,null,0,0,0,0,0,0]
[null,1042,44,2,{"$f":"Daten!F1071","v":0},{"$f":"Daten!G1071","v":0},null,null,0,0,0,0,0,0]
[null,1043,44,2,{"$f":"Daten!F1072","v":0},{"$f":"Daten!G1072","v":0},null,null,0,0,0,0,0,0]
[null,1044,44,2,{"$f":"Daten!F1073","v":0},{"$f":"Daten!G1073","v":0},null,null,0,0,0,0,0,0]
[null,1045,44,2,{"$f":"Daten!F1074","v":0},{"$f":"Daten!G1074","v":0},null,null,0,0,0,0,0,0]
[null,1046,44,2,{"$f":"Daten!F1075","v":0},{"$f":"Daten!G1075","v":0},null,null,0,0,0,0,0,0]
[null,1047,44,2,{"$f":"Daten!F1076","v":0},{"$f":"Daten!G1076","v":0},null,null,0,0,0,0,0,0]
[null,1048,44,2,{"$f":"Daten!F1077","v":0},{"$f":"Daten!G1077","v":0},null,null,0,0,0,0,0,0]
[null,1049,44,2,{"$f":"Daten!F1078","v":0},{"$f":"Daten!G1078","v":0},null,null,0,0,0,0,0,0]
[null,1050,44,2,{"$f":"Daten!F1079","v":0},{"$f":"Daten!G1079","v":0},null,null,0,0,0,0,0,0]
[null,1051,44,2,{"$f":"Daten!F1080","v":0},{"$f":"Daten!G1080","v":0},null,null,0,0,0,0,0,0]
[null,1052,44,2,{"$f":"Daten!F1081","v":0},{"$f":"Daten!G1081","v":0},null,null,0,0,0,0,0,0]
[null,1053,44,2,{"$f":"Daten!F1082","v":0},{"$f":"Daten!G1082","v":0},null,null,0,0,0,0,0,0]
[null,1054,44,2,{"$f":"Daten!F1083","v":0},{"$f":"Daten!G1083","v":0},null,null,0,0,0,0,0,0]
[null,1055,44,2,{"$f":"Daten!F1084","v":0},{"$f":"Daten!G1084","v":0},null,null,0,0,0,0,0,0]
[null,1056,44,2,{"$f":"Daten!F1085","v":0},{"$f":"Daten!G1085","v":0},null,null,0,0,0,0,0,0]
[null,1057,45,2,{"$f":"Daten!F1086","v":0},{"$f":"Daten!G1086","v":0},null,null,0,0,0,0,0,0]
[null,1058,45,2,{"$f":"Daten!F1087","v":0},{"$f":"Daten!G1087","v":0},null,null,0,0,0,0,0,0]
[null,1059,45,2,{"$f":"Daten!F1088","v":0},{"$f":"Daten!G1088","v":0},null,null,0,0,0,0,0,0]
[null,1060,45,2,{"$f":"Daten!F1089","v":0},{"$f":"Daten!G1089","v":0},null,null,0,0,0,0,0,0]
[null,1061,45,2,{"$f":"Daten!F1090","v":0},{"$f":"Daten!G1090","v":0},null,null,0,0,0,0,0,0]
[null,1062,45,2,{"$f":"Daten!F1091","v":0},{"$f":"Daten!G1091","v":0},null,null,0,0,0,0,0,0]
[null,1063,45,2,{"$f":"Daten!F1092","v":0},{"$f":"Daten!G1092","v":0},null,null,0,0,0,0,0,0]
[null,1064,45,2,{"$f":"Daten!F1093","v":0},{"$f":"Daten!G1093","v":0},null,null,0,0,0,0,0,0]
[null,1065,45,2,{"$f":"Daten!F1094","v":0},{"$f":"Daten!G1094","v":0},null,null,0,0,0,0,0,0]
[null,1066,45,2,{"$f":"Daten!F1095","v":0},{"$f":"Daten!G1095","v":0},null,null,0,0,0,0,0,0]
[null,1067,45,2,{"$f":"Daten!F1096","v":0},{"$f":"Daten!G1096","v":0},null,null,0,0,0,0,0,0]
[null,1068,45,2,{"$f":"Daten!F1097","v":0},{"$f":"Daten!G1097","v":0},null,null,0,0,0,0,0,0]
[null,1069,45,2,{"$f":"Daten!F1098","v":0},{"$f":"Daten!G1098","v":0},null,null,0,0,0,0,0,0]
[null,1070,45,2,{"$f":"Daten!F1099","v":0},{"$f":"Daten!G1099","v":0},null,null,0,0,0,0,0,0]
[null,1071,45,2,{"$f":"Daten!F1100","v":0},{"$f":"Daten!G1100","v":0},null,null,0,0,0,0,0,0]
[null,1072,45,2,{"$f":"Daten!F1101","v":0},{"$f":"Daten!G1101","v":0},null,null,0,0,0,0,0,0]
[null,1073,45,2,{"$f":"Daten!F1102","v":0},{"$f":"Daten!G1102","v":0},null,null,0,0,0,0,0,0]
[null,1074,45,2,{"$f":"Daten!F1103","v":0},{"$f":"Daten!G1103","v":0},null,null,0,0,0,0,0,0]
[null,1075,45,2,{"$f":"Daten!F1104","v":0},{"$f":"Daten!G1104","v":0},null,null,0,0,0,0,0,0]
[null,1076,45,2,{"$f":"Daten!F1105","v":0},{"$f":"Daten!G1105","v":0},null,null,0,0,0,0,0,0]
[null,1077,45,2,{"$f":"Daten!F1106","v":0},{"$f":"Daten!G1106","v":0},null,null,0,0,0,0,0,0]
[null,1078,45,2,{"$f":"Daten!F1107","v":0},{"$f":"Daten!G1107","v":0},null,null,0,0,0,0,0,0]
[null,1079,45,2,{"$f":"Daten!F1108","v":0},{"$f":"Daten!G1108","v":0},null,null,0,0,0,0,0,0]
[null,1080,45,2,{"$f":"Daten!F1109","v":0},{"$f":"Daten!G1109","v":0},null,null,0,0,0,0,0,0]
[null,1081,46,2,{"$f":"Daten!F1110","v":0},{"$f":"Daten!G1110","v":0},null,null,0,0,0,0,0,0]
[null,1082,46,2,{"$f":"Daten!F1111","v":0},{"$f":"Daten!G1111","v":0},null,null,0,0,0,0,0,0]
[null,1083,46,2,{"$f":"Daten!F1112","v":0},{"$f":"Daten!G1112","v":0},null,null,0,0,0,0,0,0]
[null,1084,46,2,{"$f":"Daten!F1113","v":0},{"$f":"Daten!G1113","v":0},null,null,0,0,0,0,0,0]
[null,1085,46,2,{"$f":"Daten!F1114","v":0},{"$f":"Daten!G1114","v":0},null,null,0,0,0,0,0,0]
[null,1086,46,2,{"$f":"Daten!F1115","v":0},{"$f":"Daten!G1115","v":0},null,null,0,0,0,0,0,0]
[null,1087,46,2,{"$f":"Daten!F1116","v":0},{"$f":"Daten!G1116","v":0},null,null,0,0,0,0,0,0]
[null,1088,46,2,{"$f":"Daten!F1117","v":0},{"$f":"Daten!G1117","v":0},null,null,0,0,0,0,0,0]
[null,1089,46,2,{"$f":"Daten!F1118","v":0},{"$f":"Daten!G1118","v":0},null,null,0,{"$f":"MIN(E1105,F1105+I1105)","v":0},{"$f":"E1105-J1105","v":0},{"$f":"MIN((F1105-J1105),BatteriespeicherWh-I1105)","v":0},0,{"$f":"IF(L1105>0,I1105+L1105*Wirkungsgrad,I1105+L1105)","v":0}]
[null,1090,{"$f":"CEILING(B1106/24,1)","v":46},{"$f":"MONTH(C1106)","v":2},{"$f":"Daten!F1119","v":0},{"$f":"Daten!G1119","v":0},null,null,{"$f":"N1105","v":0},0,0,0,{"$f":"F1106-(J1106+L1106)","v":0},0]
[null,1091,46,2,{"$f":"Daten!F1120","v":0},{"$f":"Daten!G1120","v":0},null,null,0,0,0,0,0,0]
[null,1092,46,2,{"$f":"Daten!F1121","v":0},{"$f":"Daten!G1121","v":0},null,null,0,0,0,0,0,0]
[null,1093,46,2,{"$f":"Daten!F1122","v":0},{"$f":"Daten!G1122","v":0},null,null,0,0,0,0,0,0]
[null,1094,46,2,{"$f":"Daten!F1123","v":0},{"$f":"Daten!G1123","v":0},null,null,0,0,0,0,0,0]
[null,1095,46,2,{"$f":"Daten!F1124","v":0},{"$f":"Daten!G1124","v":0},null,null,0,0,0,0,0,0]
[null,1096,46,2,{"$f":"Daten!F1125","v":0},{"$f":"Daten!G1125","v":0},null,null,0,0,0,0,0,0]
[null,1097,46,2,{"$f":"Daten!F1126","v":0},{"$f":"Daten!G1126","v":0},null,null,0,0,0,0,0,0]
[null,1098,46,2,{"$f":"Daten!F1127","v":0},{"$f":"Daten!G1127","v":0},null,null,0,0,0,0,0,0]
[null,1099,46,2,{"$f":"Daten!F1128","v":0},{"$f":"Daten!G1128","v":0},null,null,0,0,0,0,0,0]
[null,1100,46,2,{"$f":"Daten!F1129","v":0},{"$f":"Daten!G1129","v":0},null,null,0,0,0,0,0,0]
[null,1101,46,2,{"$f":"Daten!F1130","v":0},{"$f":"Daten!G1130","v":0},null,null,0,0,0,0,0,0]
[null,1102,46,2,{"$f":"Daten!F1131","v":0},{"$f":"Daten!G1131","v":0},null,null,0,0,0,0,0,0]
[null,1103,46,2,{"$f":"Daten!F1132","v":0},{"$f":"Daten!G1132","v":0},null,null,0,0,0,0,0,0]
[null,1104,46,2,{"$f":"Daten!F1133","v":0},{"$f":"Daten!G1133","v":0},null,null,0,0,0,0,0,0]
[null,1105,47,2,{"$f":"Daten!F1134","v":0},{"$f":"Daten!G1134","v":0},null,null,0,0,0,0,0,0]
[null,1106,47,2,{"$f":"Daten!F1135","v":0},{"$f":"Daten!G1135","v":0},null,null,0,0,0,0,0,0]
[null,1107,47,2,{"$f":"Daten!F1136","v":0},{"$f":"Daten!G1136","v":0},null,null,0,0,0,0,0,0]
[null,1108,47,2,{"$f":"Daten!F1137","v":0},{"$f":"Daten!G1137","v":0},null,null,0,0,0,0,0,0]
[null,1109,47,2,{"$f":"Daten!F1138","v":0},{"$f":"Daten!G1138","v":0},null,null,0,0,0,0,0,0]
[null,1110,47,2,{"$f":"Daten!F1139","v":0},{"$f":"Daten!G1139","v":0},null,null,0,0,0,0,0,0]
[null,1111,47,2,{"$f":"Daten!F1140","v":0},{"$f":"Daten!G1140","v":0},null,null,0,0,0,0,0,0]
[null,1112,47,2,{"$f":"Daten!F1141","v":0},{"$f":"Daten!G1141","v":0},null,null,0,0,0,0,0,0]
[null,1113,47,2,{"$f":"Daten!F1142","v":0},{"$f":"Daten!G1142","v":0},null,null,0,0,0,0,0,0]
[null,1114,47,2,{"$f":"Daten!F1143","v":0},{"$f":"Daten!G1143","v":0},null,null,0,0,0,0,0,0]
[null,1115,47,2,{"$f":"Daten!F1144","v":0},{"$f":"Daten!G1144","v":0},null,null,0,0,0,0,0,0]
[null,1116,47,2,{"$f":"Daten!F1145","v":0},{"$f":"Daten!G1145","v":0},null,null,0,0,0,0,0,0]
[null,1117,47,2,{"$f":"Daten!F1146","v":0},{"$f":"Daten!G1146","v":0},null,null,0,0,0,0,0,0]
[null,1118,47,2,{"$f":"Daten!F1147","v":0},{"$f":"Daten!G1147","v":0},null,null,0,0,0,0,0,0]
[null,1119,47,2,{"$f":"Daten!F1148","v":0},{"$f":"Daten!G1148","v":0},null,null,0,0,0,0,0,0]
[null,1120,47,2,{"$f":"Daten!F1149","v":0},{"$f":"Daten!G1149","v":0},null,null,0,0,0,0,0,0]
[null,1121,47,2,{"$f":"Daten!F1150","v":0},{"$f":"Daten!G1150","v":0},null,null,0,0,0,0,0,0]
[null,1122,47,2,{"$f":"Daten!F1151","v":0},{"$f":"Daten!G1151","v":0},null,null,0,0,0,0,0,0]
[null,1123,47,2,{"$f":"Daten!F1152","v":0},{"$f":"Daten!G1152","v":0},null,null,0,0,0,0,0,0]
[null,1124,47,2,{"$f":"Daten!F1153","v":0},{"$f":"Daten!G1153","v":0},null,null,0,0,0,0,0,0]
[null,1125,47,2,{"$f":"Daten!F1154","v":0},{"$f":"Daten!G1154","v":0},null,null,0,0,0,0,0,0]
[null,1126,47,2,{"$f":"Daten!F1155","v":0},{"$f":"Daten!G1155","v":0},null,null,0,0,0,0,0,0]
[null,1127,47,2,{"$f":"Daten!F1156","v":0},{"$f":"Daten!G1156","v":0},null,null,0,0,0,0,0,0]
[null,1128,47,2,{"$f":"Daten!F1157","v":0},{"$f":"Daten!G1157","v":0},null,null,0,0,0,0,0,0]
[null,1129,48,2,{"$f":"Daten!F1158","v":0},{"$f":"Daten!G1158","v":0},null,null,0,0,0,0,0,0]
[null,1130,48,2,{"$f":"Daten!F1159","v":0},{"$f":"Daten!G1159","v":0},null,null,0,0,0,0,0,0]
[null,1131,48,2,{"$f":"Daten!F1160","v":0},{"$f":"Daten!G1160","v":0},null,null,0,0,0,0,0,0]
[null,1132,48,2,{"$f":"Daten!F1161","v":0},{"$f":"Daten!G1161","v":0},null,null,0,0,0,0,0,0]
[null,1133,48,2,{"$f":"Daten!F1162","v":0},{"$f":"Daten!G1162","v":0},null,null,0,0,0,0,0,0]
[null,1134,48,2,{"$f":"Daten!F1163","v":0},{"$f":"Daten!G1163","v":0},null,null,0,0,0,0,0,0]
[null,1135,48,2,{"$f":"Daten!F1164","v":0},{"$f":"Daten!G1164","v":0},null,null,0,0,0,0,0,0]
[null,1136,48,2,{"$f":"Daten!F1165","v":0},{"$f":"Daten!G1165","v":0},null,null,0,0,0,0,0,0]
[null,1137,48,2,{"$f":"Daten!F1166","v":0},{"$f":"Daten!G1166","v":0},null,null,0,0,0,0,0,0]
[null,1138,48,2,{"$f":"Daten!F1167","v":0},{"$f":"Daten!G1167","v":0},null,null,0,0,0,0,0,0]
[null,1139,48,2,{"$f":"Daten!F1168","v":0},{"$f":"Daten!G1168","v":0},null,null,0,0,0,0,0,0]
[null,1140,48,2,{"$f":"Daten!F1169","v":0},{"$f":"Daten!G1169","v":0},null,null,0,0,0,0,0,0]
[null,1141,48,2,{"$f":"Daten!F1170","v":0},{"$f":"Daten!G1170","v":0},null,null,0,0,0,0,0,0]
[null,1142,48,2,{"$f":"Daten!F1171","v":0},{"$f":"Daten!G1171","v":0},null,null,0,0,0,0,0,0]
[null,1143,48,2,{"$f":"Daten!F1172","v":0},{"$f":"Daten!G1172","v":0},null,null,0,0,0,0,0,0]
[null,1144,48,2,{"$f":"Daten!F1173","v":0},{"$f":"Daten!G1173","v":0},null,null,0,0,0,0,0,0]
[null,1145,48,2,{"$f":"Daten!F1174","v":0},{"$f":"Daten!G1174","v":0},null,null,0,0,0,0,0,0]
[null,1146,48,2,{"$f":"Daten!F1175","v":0},{"$f":"Daten!G1175","v":0},null,null,0,0,0,0,0,0]
[null,1147,48,2,{"$f":"Daten!F1176","v":0},{"$f":"Daten!G1176","v":0},null,null,0,0,0,0,0,0]
[null,1148,48,2,{"$f":"Daten!F1177","v":0},{"$f":"Daten!G1177","v":0},null,null,0,0,0,0,0,0]
[null,1149,48,2,{"$f":"Daten!F1178","v":0},{"$f":"Daten!G1178","v":0},null,null,0,0,0,0,0,0]
[null,1150,48,2,{"$f":"Daten!F1179","v":0},{"$f":"Daten!G1179","v":0},null,null,0,0,0,0,0,0]
[null,1151,48,2,{"$f":"Daten!F1180","v":0},{"$f":"Daten!G1180","v":0},null,null,0,0,0,0,0,0]
[null,1152,48,2,{"$f":"Daten!F1181","v":0},{"$f":"Daten!G1181","v":0},null,null,0,0,0,0,0,0]
[null,1153,49,2,{"$f":"Daten!F1182","v":0},{"$f":"Daten!G1182","v":0},null,null,0,{"$f":"MIN(E1169,F1169+I1169)","v":0},{"$f":"E1169-J1169","v":0},{"$f":"MIN((F1169-J1169),BatteriespeicherWh-I1169)","v":0},0,{"$f":"IF(L1169>0,I1169+L1169*Wirkungsgrad,I1169+L1169)","v":0}]
[null,1154,{"$f":"CEILING(B1170/24,1)","v":49},{"$f":"MONTH(C1170)","v":2},{"$f":"Daten!F1183","v":0},{"$f":"Daten!G1183","v":0},null,null,{"$f":"N1169","v":0},0,0,0,{"$f":"F1170-(J1170+L1170)","v":0},0]
[null,1155,49,2,{"$f":"Daten!F1184","v":0},{"$f":"Daten!G1184","v":0},null,null,0,0,0,0,0,0]
[null,1156,49,2,{"$f":"Daten!F1185","v":0},{"$f":"Daten!G1185","v":0},null,null,0,0,0,0,0,0]
[null,1157,49,2,{"$f":"Daten!F1186","v":0},{"$f":"Daten!G1186","v":0},null,null,0,0,0,0,0,0]
[null,1158,49,2,{"$f":"Daten!F1187","v":0},{"$f":"Daten!G1187","v":0},null,null,0,0,0,0,0,0]
[null,1159,49,2,{"$f":"Daten!F1188","v":0},{"$f":"Daten!G1188","v":0},null,null,0,0,0,0,0,0]
[null,1160,49,2,{"$f":"Daten!F1189","v":0},{"$f":"Daten!G1189","v":0},null,null,0,0,0,0,0,0]
[null,1161,49,2,{"$f":"Daten!F1190","v":0},{"$f":"Daten!G1190","v":0},null,null,0,0,0,0,0,0]
[null,1162,49,2,{"$f":"Daten!F1191","v":0},{"$f":"Daten!G1191","v":0},null,null,0,0,0,0,0,0]
[null,1163,49,2,{"$f":"Daten!F1192","v":0},{"$f":"Daten!G1192","v":0},null,null,0,0,0,0,0,0]
[null,1164,49,2,{"$f":"Daten!F1193","v":0},{"$f":"Daten!G1193","v":0},null,null,0,0,0,0,0,0]
[null,1165,49,2,{"$f":"Daten!F1194","v":0},{"$f":"Daten!G1194","v":0},null,null,0,0,0,0,0,0]
[null,1166,49,2,{"$f":"Daten!F1195","v":0},{"$f":"Daten!G1195","v":0},null,null,0,0,0,0,0,0]
[null,1167,49,2,{"$f":"Daten!F1196","v":0},{"$f":"Daten!G1196","v":0},null,null,0,0,0,0,0,0]
[null,1168,49,2,{"$f":"Daten!F1197","v":0},{"$f":"Daten!G1197","v":0},null,null,0,0,0,0,0,0]
[null,1169,49,2,{"$f":"Daten!F1198","v":0},{"$f":"Daten!G1198","v":0},null,null,0,0,0,0,0,0]
[null,1170,49,2,{"$f":"Daten!F1199","v":0},{"$f":"Daten!G1199","v":0},null,null,0,0,0,0,0,0]
[null,1171,49,2,{"$f":"Daten!F1200","v":0},{"$f":"Daten!G1200","v":0},null,null,0,0,0,0,0,0]
[null,1172,49,2,{"$f":"Daten!F1201","v":0},{"$f":"Daten!G1201","v":0},null,null,0,0,0,0,0,0]
[null,1173,49,2,{"$f":"Daten!F1202","v":0},{"$f":"Daten!G1202","v":0},null,null,0,0,0,0,0,0]
[null,1174,49,2,{"$f":"Daten!F1203","v":0},{"$f":"Daten!G1203","v":0},null,null,0,0,0,0,0,0]
[null,1175,49,2,{"$f":"Daten!F1204","v":0},{"$f":"Daten!G1204","v":0},null,null,0,0,0,0,0,0]
[null,1176,49,2,{"$f":"Daten!F1205","v":0},{"$f":"Daten!G1205","v":0},null,null,0,0,0,0,0,0]
[null,1177,50,2,{"$f":"Daten!F1206","v":0},{"$f":"Daten!G1206","v":0},null,null,0,0,0,0,0,0]
[null,1178,50,2,{"$f":"Daten!F1207","v":0},{"$f":"Daten!G1207","v":0},null,null,0,0,0,0,0,0]
[null,1179,50,2,{"$f":"Daten!F1208","v":0},{"$f":"Daten!G1208","v":0},null,null,0,0,0,0,0,0]
[null,1180,50,2,{"$f":"Daten!F1209","v":0},{"$f":"Daten!G1209","v":0},null,null,0,0,0,0,0,0]
[null,1181,50,2,{"$f":"Daten!F1210","v":0},{"$f":"Daten!G1210","v":0},null,null,0,0,0,0,0,0]
[null,1182,50,2,{"$f":"Daten!F1211","v":0},{"$f":"Daten!G1211","v":0},null,null,0,0,0,0,0,0]
[null,1183,50,2,{"$f":"Daten!F1212","v":0},{"$f":"Daten!G1212","v":0},null,null,0,0,0,0,0,0]
[null,1184,50,2,{"$f":"Daten!F1213","v":0},{"$f":"Daten!G1213","v":0},null,null,0,0,0,0,0,0]
[null,1185,50,2,{"$f":"Daten!F1214","v":0},{"$f":"Daten!G1214","v":0},null,null,0,0,0,0,0,0]
[null,1186,50,2,{"$f":"Daten!F1215","v":0},{"$f":"Daten!G1215","v":0},null,null,0,0,0,0,0,0]
[null,1187,50,2,{"$f":"Daten!F1216","v":0},{"$f":"Daten!G1216","v":0},null,null,0,0,0,0,0,0]
[null,1188,50,2,{"$f":"Daten!F1217","v":0},{"$f":"Daten!G1217","v":0},null,null,0,0,0,0,0,0]
[null,1189,50,2,{"$f":"Daten!F1218","v":0},{"$f":"Daten!G1218","v":0},null,null,0,0,0,0,0,0]
[null,1190,50,2,{"$f":"Daten!F1219","v":0},{"$f":"Daten!G1219","v":0},null,null,0,0,0,0,0,0]
[null,1191,50,2,{"$f":"Daten!F1220","v":0},{"$f":"Daten!G1220","v":0},null,null,0,0,0,0,0,0]
[null,1192,50,2,{"$f":"Daten!F1221","v":0},{"$f":"Daten!G1221","v":0},null,null,0,0,0,0,0,0]
[null,1193,50,2,{"$f":"Daten!F1222","v":0},{"$f":"Daten!G1222","v":0},null,null,0,0,0,0,0,0]
[null,1194,50,2,{"$f":"Daten!F1223","v":0},{"$f":"Daten!G1223","v":0},null,null,0,0,0,0,0,0]
[null,1195,50,2,{"$f":"Daten!F1224","v":0},{"$f":"Daten!G1224","v":0},null,null,0,0,0,0,0,0]
[null,1196,50,2,{"$f":"Daten!F1225","v":0},{"$f":"Daten!G1225","v":0},null,null,0,0,0,0,0,0]
[null,1197,50,2,{"$f":"Daten!F1226","v":0},{"$f":"Daten!G1226","v":0},null,null,0,0,0,0,0,0]
[null,1198,50,2,{"$f":"Daten!F1227","v":0},{"$f":"Daten!G1227","v":0},null,null,0,0,0,0,0,0]
[null,1199,50,2,{"$f":"Daten!F1228","v":0},{"$f":"Daten!G1228","v":0},null,null,0,0,0,0,0,0]
[null,1200,50,2,{"$f":"Daten!F1229","v":0},{"$f":"Daten!G1229","v":0},null,null,0,0,0,0,0,0]
[null,1201,51,2,{"$f":"Daten!F1230","v":0},{"$f":"Daten!G1230","v":0},null,null,0,0,0,0,0,0]
[null,1202,51,2,{"$f":"Daten!F1231","v":0},{"$f":"Daten!G1231","v":0},null,null,0,0,0,0,0,0]
[null,1203,51,2,{"$f":"Daten!F1232","v":0},{"$f":"Daten!G1232","v":0},null,null,0,0,0,0,0,0]
[null,1204,51,2,{"$f":"Daten!F1233","v":0},{"$f":"Daten!G1233","v":0},null,null,0,0,0,0,0,0]
[null,1205,51,2,{"$f":"Daten!F1234","v":0},{"$f":"Daten!G1234","v":0},null,null,0,0,0,0,0,0]
[null,1206,51,2,{"$f":"Daten!F1235","v":0},{"$f":"Daten!G1235","v":0},null,null,0,0,0,0,0,0]
[null,1207,51,2,{"$f":"Daten!F1236","v":0},{"$f":"Daten!G1236","v":0},null,null,0,0,0,0,0,0]
[null,1208,51,2,{"$f":"Daten!F1237","v":0},{"$f":"Daten!G1237","v":0},null,null,0,0,0,0,0,0]
[null,1209,51,2,{"$f":"Daten!F1238","v":0},{"$f":"Daten!G1238","v":0},null,null,0,0,0,0,0,0]
[null,1210,51,2,{"$f":"Daten!F1239","v":0},{"$f":"Daten!G1239","v":0},null,null,0,0,0,0,0,0]
[null,1211,51,2,{"$f":"Daten!F1240","v":0},{"$f":"Daten!G1240","v":0},null,null,0,0,0,0,0,0]
[null,1212,51,2,{"$f":"Daten!F1241","v":0},{"$f":"Daten!G1241","v":0},null,null,0,0,0,0,0,0]
[null,1213,51,2,{"$f":"Daten!F1242","v":0},{"$f":"Daten!G1242","v":0},null,null,0,0,0,0,0,0]
[null,1214,51,2,{"$f":"Daten!F1243","v":0},{"$f":"Daten!G1243","v":0},null,null,0,0,0,0,0,0]
[null,1215,51,2,{"$f":"Daten!F1244","v":0},{"$f":"Daten!G1244","v":0},null,null,0,0,0,0,0,0]
[null,1216,51,2,{"$f":"Daten!F1245","v":0},{"$f":"Daten!G1245","v":0},null,null,0,0,0,0,0,0]
[null,1217,51,2,{"$f":"Daten!F1246","v":0},{"$f":"Daten!G1246","v":0},null,null,0,{"$f":"MIN(E1233,F1233+I1233)","v":0},{"$f":"E1233-J1233","v":0},{"$f":"MIN((F1233-J1233),BatteriespeicherWh-I1233)","v":0},0,{"$f":"IF(L1233>0,I1233+L1233*Wirkungsgrad,I1233+L1233)","v":0}]
[null,1218,{"$f":"CEILING(B1234/24,1)","v":51},{"$f":"MONTH(C1234)","v":2},{"$f":"Daten!F1247","v":0},{"$f":"Daten!G1247","v":0},null,null,{"$f":"N1233","v":0},0,0,0,{"$f":"F1234-(J1234+L1234)","v":0},0]
[null,1219,51,2,{"$f":"Daten!F1248","v":0},{"$f":"Daten!G1248","v":0},null,null,0,0,0,0,0,0]
[null,1220,51,2,{"$f":"Daten!F1249","v":0},{"$f":"Daten!G1249","v":0},null,null,0,0,0,0,0,0]
[null,1221,51,2,{"$f":"Daten!F1250","v":0},{"$f":"Daten!G1250","v":0},null,null,0,0,0,0,0,0]
[null,1222,51,2,{"$f":"Daten!F1251","v":0},{"$f":"Daten!G1251","v":0},null,null,0,0,0,0,0,0]
[null,1223,51,2,{"$f":"Daten!F1252","v":0},{"$f":"Daten!G1252","v":0},null,null,0,0,0,0,0,0]
[null,1224,51,2,{"$f":"Daten!F1253","v":0},{"$f":"Daten!G1253","v":0},null,null,0,0,0,0,0,0]
[null,1225,52,2,{"$f":"Daten!F1254","v":0},{"$f":"Daten!G1254","v":0},null,null,0,0,0,0,0,0]
[null,1226,52,2,{"$f":"Daten!F1255","v":0},{"$f":"Daten!G1255","v":0},null,null,0,0,0,0,0,0]
[null,1227,52,2,{"$f":"Daten!F1256","v":0},{"$f":"Daten!G1256","v":0},null,null,0,0,0,0,0,0]
[null,1228,52,2,{"$f":"Daten!F1257","v":0},{"$f":"Daten!G1257","v":0},null,null,0,0,0,0,0,0]
[null,1229,52,2,{"$f":"Daten!F1258","v":0},{"$f":"Daten!G1258","v":0},null,null,0,0,0,0,0,0]
[null,1230,52,2,{"$f":"Daten!F1259","v":0},{"$f":"Daten!G1259","v":0},null,null,0,0,0,0,0,0]
[null,1231,52,2,{"$f":"Daten!F1260","v":0},{"$f":"Daten!G1260","v":0},null,null,0,0,0,0,0,0]
[null,1232,52,2,{"$f":"Daten!F1261","v":0},{"$f":"Daten!G1261","v":0},null,null,0,0,0,0,0,0]
[null,1233,52,2,{"$f":"Daten!F1262","v":0},{"$f":"Daten!G1262","v":0},null,null,0,0,0,0,0,0]
[null,1234,52,2,{"$f":"Daten!F1263","v":0},{"$f":"Daten!G1263","v":0},null,null,0,0,0,0,0,0]
[null,1235,52,2,{"$f":"Daten!F1264","v":0},{"$f":"Daten!G1264","v":0},null,null,0,0,0,0,0,0]
[null,1236,52,2,{"$f":"Daten!F1265","v":0},{"$f":"Daten!G1265","v":0},null,null,0,0,0,0,0,0]
[null,1237,52,2,{"$f":"Daten!F1266","v":0},{"$f":"Daten!G1266","v":0},null,null,0,0,0,0,0,0]
[null,1238,52,2,{"$f":"Daten!F1267","v":0},{"$f":"Daten!G1267","v":0},null,null,0,0,0,0,0,0]
[null,1239,52,2,{"$f":"Daten!F1268","v":0},{"$f":"Daten!G1268","v":0},null,null,0,0,0,0,0,0]
[null,1240,52,2,{"$f":"Daten!F1269","v":0},{"$f":"Daten!G1269","v":0},null,null,0,0,0,0,0,0]
[null,1241,52,2,{"$f":"Daten!F1270","v":0},{"$f":"Daten!G1270","v":0},null,null,0,0,0,0,0,0]
[null,1242,52,2,{"$f":"Daten!F1271","v":0},{"$f":"Daten!G1271","v":0},null,null,0,0,0,0,0,0]
[null,1243,52,2,{"$f":"Daten!F1272","v":0},{"$f":"Daten!G1272","v":0},null,null,0,0,0,0,0,0]
[null,1244,52,2,{"$f":"Daten!F1273","v":0},{"$f":"Daten!G1273","v":0},null,null,0,0,0,0,0,0]
[null,1245,52,2,{"$f":"Daten!F1274","v":0},{"$f":"Daten!G1274","v":0},null,null,0,0,0,0,0,0]
[null,1246,52,2,{"$f":"Daten!F1275","v":0},{"$f":"Daten!G1275","v":0},null,null,0,0,0,0,0,0]
[null,1247,52,2,{"$f":"Daten!F1276","v":0},{"$f":"Daten!G1276","v":0},null,null,0,0,0,0,0,0]
[null,1248,52,2,{"$f":"Daten!F1277","v":0},{"$f":"Daten!G1277","v":0},null,null,0,0,0,0,0,0]
[null,1249,53,2,{"$f":"Daten!F1278","v":0},{"$f":"Daten!G1278","v":0},null,null,0,0,0,0,0,0]
[null,1250,53,2,{"$f":"Daten!F1279","v":0},{"$f":"Daten!G1279","v":0},null,null,0,0,0,0,0,0]
[null,1251,53,2,{"$f":"Daten!F1280","v":0},{"$f":"Daten!G1280","v":0},null,null,0,0,0,0,0,0]
[null,1252,53,2,{"$f":"Daten!F1281","v":0},{"$f":"Daten!G1281","v":0},null,null,0,0,0,0,0,0]
[null,1253,53,2,{"$f":"Daten!F1282","v":0},{"$f":"Daten!G1282","v":0},null,null,0,0,0,0,0,0]
[null,1254,53,2,{"$f":"Daten!F1283","v":0},{"$f":"Daten!G1283","v":0},null,null,0,0,0,0,0,0]
[null,1255,53,2,{"$f":"Daten!F1284","v":0},{"$f":"Daten!G1284","v":0},null,null,0,0,0,0,0,0]
[null,1256,53,2,{"$f":"Daten!F1285","v":0},{"$f":"Daten!G1285","v":0},null,null,0,0,0,0,0,0]
[null,1257,53,2,{"$f":"Daten!F1286","v":0},{"$f":"Daten!G1286","v":0},null,null,0,0,0,0,0,0]
[null,1258,53,2,{"$f":"Daten!F1287","v":0},{"$f":"Daten!G1287","v":0},null,null,0,0,0,0,0,0]
[null,1259,53,2,{"$f":"Daten!F1288","v":0},{"$f":"Daten!G1288","v":0},null,null,0,0,0,0,0,0]
[null,1260,53,2,{"$f":"Daten!F1289","v":0},{"$f":"Daten!G1289","v":0},null,null,0,0,0,0,0,0]
[null,1261,53,2,{"$f":"Daten!F1290","v":0},{"$f":"Daten!G1290","v":0},null,null,0,0,0,0,0,0]
[null,1262,53,2,{"$f":"Daten!F1291","v":0},{"$f":"Daten!G1291","v":0},null,null,0,0,0,0,0,0]
[null,1263,53,2,{"$f":"Daten!F1292","v":0},{"$f":"Daten!G1292","v":0},null,null,0,0,0,0,0,0]
[null,1264,53,2,{"$f":"Daten!F1293","v":0},{"$f":"Daten!G1293","v":0},null,null,0,0,0,0,0,0]
[null,1265,53,2,{"$f":"Daten!F1294","v":0},{"$f":"Daten!G1294","v":0},null,null,0,0,0,0,0,0]
[null,1266,53,2,{"$f":"Daten!F1295","v":0},{"$f":"Daten!G1295","v":0},null,null,0,0,0,0,0,0]
[null,1267,53,2,{"$f":"Daten!F1296","v":0},{"$f":"Daten!G1296","v":0},null,null,0,0,0,0,0,0]
[null,1268,53,2,{"$f":"Daten!F1297","v":0},{"$f":"Daten!G1297","v":0},null,null,0,0,0,0,0,0]
[null,1269,53,2,{"$f":"Daten!F1298","v":0},{"$f":"Daten!G1298","v":0},null,null,0,0,0,0,0,0]
[null,1270,53,2,{"$f":"Daten!F1299","v":0},{"$f":"Daten!G1299","v":0},null,null,0,0,0,0,0,0]
[null,1271,53,2,{"$f":"Daten!F1300","v":0},{"$f":"Daten!G1300","v":0},null,null,0,0,0,0,0,0]
[null,1272,53,2,{"$f":"Daten!F1301","v":0},{"$f":"Daten!G1301","v":0},null,null,0,0,0,0,0,0]
[null,1273,54,2,{"$f":"Daten!F1302","v":0},{"$f":"Daten!G1302","v":0},null,null,0,0,0,0,0,0]
[null,1274,54,2,{"$f":"Daten!F1303","v":0},{"$f":"Daten!G1303","v":0},null,null,0,0,0,0,0,0]
[null,1275,54,2,{"$f":"Daten!F1304","v":0},{"$f":"Daten!G1304","v":0},null,null,0,0,0,0,0,0]
[null,1276,54,2,{"$f":"Daten!F1305","v":0},{"$f":"Daten!G1305","v":0},null,null,0,0,0,0,0,0]
[null,1277,54,2,{"$f":"Daten!F1306","v":0},{"$f":"Daten!G1306","v":0},null,null,0,0,0,0,0,0]
[null,1278,54,2,{"$f":"Daten!F1307","v":0},{"$f":"Daten!G1307","v":0},null,null,0,0,0,0,0,0]
[null,1279,54,2,{"$f":"Daten!F1308","v":0},{"$f":"Daten!G1308","v":0},null,null,0,0,0,0,0,0]
[null,1280,54,2,{"$f":"Daten!F1309","v":0},{"$f":"Daten!G1309","v":0},null,null,0,0,0,0,0,0]
[null,1281,54,2,{"$f":"Daten!F1310","v":0},{"$f":"Daten!G1310","v":0},null,null,0,{"$f":"MIN(E1297,F1297+I1297)","v":0},{"$f":"E1297-J1297","v":0},{"$f":"MIN((F1297-J1297),BatteriespeicherWh-I1297)","v":0},0,{"$f":"IF(L1297>0,I1297+L1297*Wirkungsgrad,I1297+L1297)","v":0}]
[null,1282,{"$f":"CEILING(B1298/24,1)","v":54},{"$f":"MONTH(C1298)","v":2},{"$f":"Daten!F1311","v":0},{"$f":"Daten!G1311","v":0},null,null,{"$f":"N1297","v":0},0,0,0,{"$f":"F1298-(J1298+L1298)","v":0},0]
[null,1283,54,2,{"$f":"Daten!F1312","v":0},{"$f":"Daten!G1312","v":0},null,null,0,0,0,0,0,0]
[null,1284,54,2,{"$f":"Daten!F1313","v":0},{"$f":"Daten!G1313","v":0},null,null,0,0,0,0,0,0]
[null,1285,54,2,{"$f":"Daten!F1314","v":0},{"$f":"Daten!G1314","v":0},null,null,0,0,0,0,0,0]
[null,1286,54,2,{"$f":"Daten!F1315","v":0},{"$f":"Daten!G1315","v":0},null,null,0,0,0,0,0,0]
[null,1287,54,2,{"$f":"Daten!F1316","v":0},{"$f":"Daten!G1316","v":0},null,null,0,0,0,0,0,0]
[null,1288,54,2,{"$f":"Daten!F1317","v":0},{"$f":"Daten!G1317","v":0},null,null,0,0,0,0,0,0]
[null,1289,54,2,{"$f":"Daten!F1318","v":0},{"$f":"Daten!G1318","v":0},null,null,0,0,0,0,0,0]
[null,1290,54,2,{"$f":"Daten!F1319","v":0},{"$f":"Daten!G1319","v":0},null,null,0,0,0,0,0,0]
[null,1291,54,2,{"$f":"Daten!F1320","v":0},{"$f":"Daten!G1320","v":0},null,null,0,0,0,0,0,0]
[null,1292,54,2,{"$f":"Daten!F1321","v":0},{"$f":"Daten!G1321","v":0},null,null,0,0,0,0,0,0]
[null,1293,54,2,{"$f":"Daten!F1322","v":0},{"$f":"Daten!G1322","v":0},null,null,0,0,0,0,0,0]
[null,1294,54,2,{"$f":"Daten!F1323","v":0},{"$f":"Daten!G1323","v":0},null,null,0,0,0,0,0,0]
[null,1295,54,2,{"$f":"Daten!F1324","v":0},{"$f":"Daten!G1324","v":0},null,null,0,0,0,0,0,0]
[null,1296,54,2,{"$f":"Daten!F1325","v":0},{"$f":"Daten!G1325","v":0},null,null,0,0,0,0,0,0]
[null,1297,55,2,{"$f":"Daten!F1326","v":0},{"$f":"Daten!G1326","v":0},null,null,0,0,0,0,0,0]
[null,1298,55,2,{"$f":"Daten!F1327","v":0},{"$f":"Daten!G1327","v":0},null,null,0,0,0,0,0,0]
[null,1299,55,2,{"$f":"Daten!F1328","v":0},{"$f":"Daten!G1328","v":0},null,null,0,0,0,0,0,0]
[null,1300,55,2,{"$f":"Daten!F1329","v":0},{"$f":"Daten!G1329","v":0},null,null,0,0,0,0,0,0]
[null,1301,55,2,{"$f":"Daten!F1330","v":0},{"$f":"Daten!G1330","v":0},null,null,0,0,0,0,0,0]
[null,1302,55,2,{"$f":"Daten!F1331","v":0},{"$f":"Daten!G1331","v":0},null,null,0,0,0,0,0,0]
[null,1303,55,2,{"$f":"Daten!F1332","v":0},{"$f":"Daten!G1332","v":0},null,null,0,0,0,0,0,0]
[null,1304,55,2,{"$f":"Daten!F1333","v":0},{"$f":"Daten!G1333","v":0},null,null,0,0,0,0,0,0]
[null,1305,55,2,{"$f":"Daten!F1334","v":0},{"$f":"Daten!G1334","v":0},null,null,0,0,0,0,0,0]
[null,1306,55,2,{"$f":"Daten!F1335","v":0},{"$f":"Daten!G1335","v":0},null,null,0,0,0,0,0,0]
[null,1307,55,2,{"$f":"Daten!F1336","v":0},{"$f":"Daten!G1336","v":0},null,null,0,0,0,0,0,0]
[null,1308,55,2,{"$f":"Daten!F1337","v":0},{"$f":"Daten!G1337","v":0},null,null,0,0,0,0,0,0]
[null,1309,55,2,{"$f":"Daten!F1338","v":0},{"$f":"Daten!G1338","v":0},null,null,0,0,0,0,0,0]
[null,1310,55,2,{"$f":"Daten!F1339","v":0},{"$f":"Daten!G1339","v":0},null,null,0,0,0,0,0,0]
[null,1311,55,2,{"$f":"Daten!F1340","v":0},{"$f":"Daten!G1340","v":0},null,null,0,0,0,0,0,0]
[null,1312,55,2,{"$f":"Daten!F1341","v":0},{"$f":"Daten!G1341","v":0},null,null,0,0,0,0,0,0]
[null,1313,55,2,{"$f":"Daten!F1342","v":0},{"$f":"Daten!G1342","v":0},null,null,0,0,0,0,0,0]
[null,1314,55,2,{"$f":"Daten!F1343","v":0},{"$f":"Daten!G1343","v":0},null,null,0,0,0,0,0,0]
[null,1315,55,2,{"$f":"Daten!F1344","v":0},{"$f":"Daten!G1344","v":0},null,null,0,0,0,0,0,0]
[null,1316,55,2,{"$f":"Daten!F1345","v":0},{"$f":"Daten!G1345","v":0},null,null,0,0,0,0,0,0]
[null,1317,55,2,{"$f":"Daten!F1346","v":0},{"$f":"Daten!G1346","v":0},null,null,0,0,0,0,0,0]
[null,1318,55,2,{"$f":"Daten!F1347","v":0},{"$f":"Daten!G1347","v":0},null,null,0,0,0,0,0,0]
[null,1319,55,2,{"$f":"Daten!F1348","v":0},{"$f":"Daten!G1348","v":0},null,null,0,0,0,0,0,0]
[null,1320,55,2,{"$f":"Daten!F1349","v":0},{"$f":"Daten!G1349","v":0},null,null,0,0,0,0,0,0]
[null,1321,56,2,{"$f":"Daten!F1350","v":0},{"$f":"Daten!G1350","v":0},null,null,0,0,0,0,0,0]
[null,1322,56,2,{"$f":"Daten!F1351","v":0},{"$f":"Daten!G1351","v":0},null,null,0,0,0,0,0,0]
[null,1323,56,2,{"$f":"Daten!F1352","v":0},{"$f":"Daten!G1352","v":0},null,null,0,0,0,0,0,0]
[null,1324,56,2,{"$f":"Daten!F1353","v":0},{"$f":"Daten!G1353","v":0},null,null,0,0,0,0,0,0]
[null,1325,56,2,{"$f":"Daten!F1354","v":0},{"$f":"Daten!G1354","v":0},null,null,0,0,0,0,0,0]
[null,1326,56,2,{"$f":"Daten!F1355","v":0},{"$f":"Daten!G1355","v":0},null,null,0,0,0,0,0,0]
[null,1327,56,2,{"$f":"Daten!F1356","v":0},{"$f":"Daten!G1356","v":0},null,null,0,0,0,0,0,0]
[null,1328,56,2,{"$f":"Daten!F1357","v":0},{"$f":"Daten!G1357","v":0},null,null,0,0,0,0,0,0]
[null,1329,56,2,{"$f":"Daten!F1358","v":0},{"$f":"Daten!G1358","v":0},null,null,0,0,0,0,0,0]
[null,1330,56,2,{"$f":"Daten!F1359","v":0},{"$f":"Daten!G1359","v":0},null,null,0,0,0,0,0,0]
[null,1331,56,2,{"$f":"Daten!F1360","v":0},{"$f":"Daten!G1360","v":0},null,null,0,0,0,0,0,0]
[null,1332,56,2,{"$f":"Daten!F1361","v":0},{"$f":"Daten!G1361","v":0},null,null,0,0,0,0,0,0]
[null,1333,56,2,{"$f":"Daten!F1362","v":0},{"$f":"Daten!G1362","v":0},null,null,0,0,0,0,0,0]
[null,1334,56,2,{"$f":"Daten!F1363","v":0},{"$f":"Daten!G1363","v":0},null,null,0,0,0,0,0,0]
[null,1335,56,2,{"$f":"Daten!F1364","v":0},{"$f":"Daten!G1364","v":0},null,null,0,0,0,0,0,0]
[null,1336,56,2,{"$f":"Daten!F1365","v":0},{"$f":"Daten!G1365","v":0},null,null,0,0,0,0,0,0]
[null,1337,56,2,{"$f":"Daten!F1366","v":0},{"$f":"Daten!G1366","v":0},null,null,0,0,0,0,0,0]
[null,1338,56,2,{"$f":"Daten!F1367","v":0},{"$f":"Daten!G1367","v":0},null,null,0,0,0,0,0,0]
[null,1339,56,2,{"$f":"Daten!F1368","v":0},{"$f":"Daten!G1368","v":0},null,null,0,0,0,0,0,0]
[null,1340,56,2,{"$f":"Daten!F1369","v":0},{"$f":"Daten!G1369","v":0},null,null,0,0,0,0,0,0]
[null,1341,56,2,{"$f":"Daten!F1370","v":0},{"$f":"Daten!G1370","v":0},null,null,0,0,0,0,0,0]
[null,1342,56,2,{"$f":"Daten!F1371","v":0},{"$f":"Daten!G1371","v":0},null,null,0,0,0,0,0,0]
[null,1343,56,2,{"$f":"Daten!F1372","v":0},{"$f":"Daten!G1372","v":0},null,null,0,0,0,0,0,0]
[null,1344,56,2,{"$f":"Daten!F1373","v":0},{"$f":"Daten!G1373","v":0},null,null,0,0,0,0,0,0]
[null,1345,57,2,{"$f":"Daten!F1374","v":0},{"$f":"Daten!G1374","v":0},null,null,0,{"$f":"MIN(E1361,F1361+I1361)","v":0},{"$f":"E1361-J1361","v":0},{"$f":"MIN((F1361-J1361),BatteriespeicherWh-I1361)","v":0},0,{"$f":"IF(L1361>0,I1361+L1361*Wirkungsgrad,I1361+L1361)","v":0}]
[null,1346,{"$f":"CEILING(B1362/24,1)","v":57},{"$f":"MONTH(C1362)","v":2},{"$f":"Daten!F1375","v":0},{"$f":"Daten!G1375","v":0},null,null,{"$f":"N1361","v":0},0,0,0,{"$f":"F1362-(J1362+L1362)","v":0},0]
[null,1347,57,2,{"$f":"Daten!F1376","v":0},{"$f":"Daten!G1376","v":0},null,null,0,0,0,0,0,0]
[null,1348,57,2,{"$f":"Daten!F1377","v":0},{"$f":"Daten!G1377","v":0},null,null,0,0,0,0,0,0]
[null,1349,57,2,{"$f":"Daten!F1378","v":0},{"$f":"Daten!G1378","v":0},null,null,0,0,0,0,0,0]
[null,1350,57,2,{"$f":"Daten!F1379","v":0},{"$f":"Daten!G1379","v":0},null,null,0,0,0,0,0,0]
[null,1351,57,2,{"$f":"Daten!F1380","v":0},{"$f":"Daten!G1380","v":0},null,null,0,0,0,0,0,0]
[null,1352,57,2,{"$f":"Daten!F1381","v":0},{"$f":"Daten!G1381","v":0},null,null,0,0,0,0,0,0]
[null,1353,57,2,{"$f":"Daten!F1382","v":0},{"$f":"Daten!G1382","v":0},null,null,0,0,0,0,0,0]
[null,1354,57,2,{"$f":"Daten!F1383","v":0},{"$f":"Daten!G1383","v":0},null,null,0,0,0,0,0,0]
[null,1355,57,2,{"$f":"Daten!F1384","v":0},{"$f":"Daten!G1384","v":0},null,null,0,0,0,0,0,0]
[null,1356,57,2,{"$f":"Daten!F1385","v":0},{"$f":"Daten!G1385","v":0},null,null,0,0,0,0,0,0]
[null,1357,57,2,{"$f":"Daten!F1386","v":0},{"$f":"Daten!G1386","v":0},null,null,0,0,0,0,0,0]
[null,1358,57,2,{"$f":"Daten!F1387","v":0},{"$f":"Daten!G1387","v":0},null,null,0,0,0,0,0,0]
[null,1359,57,2,{"$f":"Daten!F1388","v":0},{"$f":"Daten!G1388","v":0},null,null,0,0,0,0,0,0]
[null,1360,57,2,{"$f":"Daten!F1389","v":0},{"$f":"Daten!G1389","v":0},null,null,0,0,0,0,0,0]
[null,1361,57,2,{"$f":"Daten!F1390","v":0},{"$f":"Daten!G1390","v":0},null,null,0,0,0,0,0,0]
[null,1362,57,2,{"$f":"Daten!F1391","v":0},{"$f":"Daten!G1391","v":0},null,null,0,0,0,0,0,0]
[null,1363,57,2,{"$f":"Daten!F1392","v":0},{"$f":"Daten!G1392","v":0},null,null,0,0,0,0,0,0]
[null,1364,57,2,{"$f":"Daten!F1393","v":0},{"$f":"Daten!G1393","v":0},null,null,0,0,0,0,0,0]
[null,1365,57,2,{"$f":"Daten!F1394","v":0},{"$f":"Daten!G1394","v":0},null,null,0,0,0,0,0,0]
[null,1366,57,2,{"$f":"Daten!F1395","v":0},{"$f":"Daten!G1395","v":0},null,null,0,0,0,0,0,0]
[null,1367,57,2,{"$f":"Daten!F1396","v":0},{"$f":"Daten!G1396","v":0},null,null,0,0,0,0,0,0]
[null,1368,57,2,{"$f":"Daten!F1397","v":0},{"$f":"Daten!G1397","v":0},null,null,0,0,0,0,0,0]
[null,1369,58,2,{"$f":"Daten!F1398","v":0},{"$f":"Daten!G1398","v":0},null,null,0,0,0,0,0,0]
[null,1370,58,2,{"$f":"Daten!F1399","v":0},{"$f":"Daten!G1399","v":0},null,null,0,0,0,0,0,0]
[null,1371,58,2,{"$f":"Daten!F1400","v":0},{"$f":"Daten!G1400","v":0},null,null,0,0,0,0,0,0]
[null,1372,58,2,{"$f":"Daten!F1401","v":0},{"$f":"Daten!G1401","v":0},null,null,0,0,0,0,0,0]
[null,1373,58,2,{"$f":"Daten!F1402","v":0},{"$f":"Daten!G1402","v":0},null,null,0,0,0,0,0,0]
[null,1374,58,2,{"$f":"Daten!F1403","v":0},{"$f":"Daten!G1403","v":0},null,null,0,0,0,0,0,0]
[null,1375,58,2,{"$f":"Daten!F1404","v":0},{"$f":"Daten!G1404","v":0},null,null,0,0,0,0,0,0]
[null,1376,58,2,{"$f":"Daten!F1405","v":0},{"$f":"Daten!G1405","v":0},null,null,0,0,0,0,0,0]
[null,1377,58,2,{"$f":"Daten!F1406","v":0},{"$f":"Daten!G1406","v":0},null,null,0,0,0,0,0,0]
[null,1378,58,2,{"$f":"Daten!F1407","v":0},{"$f":"Daten!G1407","v":0},null,null,0,0,0,0,0,0]
[null,1379,58,2,{"$f":"Daten!F1408","v":0},{"$f":"Daten!G1408","v":0},null,null,0,0,0,0,0,0]
[null,1380,58,2,{"$f":"Daten!F1409","v":0},{"$f":"Daten!G1409","v":0},null,null,0,0,0,0,0,0]
[null,1381,58,2,{"$f":"Daten!F1410","v":0},{"$f":"Daten!G1410","v":0},null,null,0,0,0,0,0,0]
[null,1382,58,2,{"$f":"Daten!F1411","v":0},{"$f":"Daten!G1411","v":0},null,null,0,0,0,0,0,0]
[null,1383,58,2,{"$f":"Daten!F1412","v":0},{"$f":"Daten!G1412","v":0},null,null,0,0,0,0,0,0]
[null,1384,58,2,{"$f":"Daten!F1413","v":0},{"$f":"Daten!G1413","v":0},null,null,0,0,0,0,0,0]
[null,1385,58,2,{"$f":"Daten!F1414","v":0},{"$f":"Daten!G1414","v":0},null,null,0,0,0,0,0,0]
[null,1386,58,2,{"$f":"Daten!F1415","v":0},{"$f":"Daten!G1415","v":0},null,null,0,0,0,0,0,0]
[null,1387,58,2,{"$f":"Daten!F1416","v":0},{"$f":"Daten!G1416","v":0},null,null,0,0,0,0,0,0]
[null,1388,58,2,{"$f":"Daten!F1417","v":0},{"$f":"Daten!G1417","v":0},null,null,0,0,0,0,0,0]
[null,1389,58,2,{"$f":"Daten!F1418","v":0},{"$f":"Daten!G1418","v":0},null,null,0,0,0,0,0,0]
[null,1390,58,2,{"$f":"Daten!F1419","v":0},{"$f":"Daten!G1419","v":0},null,null,0,0,0,0,0,0]
[null,1391,58,2,{"$f":"Daten!F1420","v":0},{"$f":"Daten!G1420","v":0},null,null,0,0,0,0,0,0]
[null,1392,58,2,{"$f":"Daten!F1421","v":0},{"$f":"Daten!G1421","v":0},null,null,0,0,0,0,0,0]
[null,1393,59,2,{"$f":"Daten!F1422","v":0},{"$f":"Daten!G1422","v":0},null,null,0,0,0,0,0,0]
[null,1394,59,2,{"$f":"Daten!F1423","v":0},{"$f":"Daten!G1423","v":0},null,null,0,0,0,0,0,0]
[null,1395,59,2,{"$f":"Daten!F1424","v":0},{"$f":"Daten!G1424","v":0},null,null,0,0,0,0,0,0]
[null,1396,59,2,{"$f":"Daten!F1425","v":0},{"$f":"Daten!G1425","v":0},null,null,0,0,0,0,0,0]
[null,1397,59,2,{"$f":"Daten!F1426","v":0},{"$f":"Daten!G1426","v":0},null,null,0,0,0,0,0,0]
[null,1398,59,2,{"$f":"Daten!F1427","v":0},{"$f":"Daten!G1427","v":0},null,null,0,0,0,0,0,0]
[null,1399,59,2,{"$f":"Daten!F1428","v":0},{"$f":"Daten!G1428","v":0},null,null,0,0,0,0,0,0]
[null,1400,59,2,{"$f":"Daten!F1429","v":0},{"$f":"Daten!G1429","v":0},null,null,0,0,0,0,0,0]
[null,1401,59,2,{"$f":"Daten!F1430","v":0},{"$f":"Daten!G1430","v":0},null,null,0,0,0,0,0,0]
[null,1402,59,2,{"$f":"Daten!F1431","v":0},{"$f":"Daten!G1431","v":0},null,null,0,0,0,0,0,0]
[null,1403,59,2,{"$f":"Daten!F1432","v":0},{"$f":"Daten!G1432","v":0},null,null,0,0,0,0,0,0]
[null,1404,59,2,{"$f":"Daten!F1433","v":0},{"$f":"Daten!G1433","v":0},null,null,0,0,0,0,0,0]
[null,1405,59,2,{"$f":"Daten!F1434","v":0},{"$f":"Daten!G1434","v":0},null,null,0,0,0,0,0,0]
[null,1406,59,2,{"$f":"Daten!F1435","v":0},{"$f":"Daten!G1435","v":0},null,null,0,0,0,0,0,0]
[null,1407,59,2,{"$f":"Daten!F1436","v":0},{"$f":"Daten!G1436","v":0},null,null,0,0,0,0,0,0]
[null,1408,59,2,{"$f":"Daten!F1437","v":0},{"$f":"Daten!G1437","v":0},null,null,0,0,0,0,0,0]
[null,1409,59,2,{"$f":"Daten!F1438","v":0},{"$f":"Daten!G1438","v":0},null,null,0,{"$f":"MIN(E1425,F1425+I1425)","v":0},{"$f":"E1425-J1425","v":0},{"$f":"MIN((F1425-J1425),BatteriespeicherWh-I1425)","v":0},0,{"$f":"IF(L1425>0,I1425+L1425*Wirkungsgrad,I1425+L1425)","v":0}]
[null,1410,{"$f":"CEILING(B1426/24,1)","v":59},{"$f":"MONTH(C1426)","v":2},{"$f":"Daten!F1439","v":0},{"$f":"Daten!G1439","v":0},null,null,{"$f":"N1425","v":0},0,0,0,{"$f":"F1426-(J1426+L1426)","v":0},0]
[null,1411,59,2,{"$f":"Daten!F1440","v":0},{"$f":"Daten!G1440","v":0},null,null,0,0,0,0,0,0]
[null,1412,59,2,{"$f":"Daten!F1441","v":0},{"$f":"Daten!G1441","v":0},null,null,0,0,0,0,0,0]
[null,1413,59,2,{"$f":"Daten!F1442","v":0},{"$f":"Daten!G1442","v":0},null,null,0,0,0,0,0,0]
[null,1414,59,2,{"$f":"Daten!F1443","v":0},{"$f":"Daten!G1443","v":0},null,null,0,0,0,0,0,0]
[null,1415,59,2,{"$f":"Daten!F1444","v":0},{"$f":"Daten!G1444","v":0},null,null,0,0,0,0,0,0]
[null,1416,59,2,{"$f":"Daten!F1445","v":0},{"$f":"Daten!G1445","v":0},null,null,0,0,0,0,0,0]
[null,1417,60,2,{"$f":"Daten!F1446","v":0},{"$f":"Daten!G1446","v":0},null,null,0,0,0,0,0,0]
[null,1418,60,2,{"$f":"Daten!F1447","v":0},{"$f":"Daten!G1447","v":0},null,null,0,0,0,0,0,0]
[null,1419,60,2,{"$f":"Daten!F1448","v":0},{"$f":"Daten!G1448","v":0},null,null,0,0,0,0,0,0]
[null,1420,60,2,{"$f":"Daten!F1449","v":0},{"$f":"Daten!G1449","v":0},null,null,0,0,0,0,0,0]
[null,1421,60,2,{"$f":"Daten!F1450","v":0},{"$f":"Daten!G1450","v":0},null,null,0,0,0,0,0,0]
[null,1422,60,2,{"$f":"Daten!F1451","v":0},{"$f":"Daten!G1451","v":0},null,null,0,0,0,0,0,0]
[null,1423,60,2,{"$f":"Daten!F1452","v":0},{"$f":"Daten!G1452","v":0},null,null,0,0,0,0,0,0]
[null,1424,60,2,{"$f":"Daten!F1453","v":0},{"$f":"Daten!G1453","v":0},null,null,0,0,0,0,0,0]
[null,1425,60,2,{"$f":"Daten!F1454","v":0},{"$f":"Daten!G1454","v":0},null,null,0,0,0,0,0,0]
[null,1426,60,2,{"$f":"Daten!F1455","v":0},{"$f":"Daten!G1455","v":0},null,null,0,0,0,0,0,0]
[null,1427,60,2,{"$f":"Daten!F1456","v":0},{"$f":"Daten!G1456","v":0},null,null,0,0,0,0,0,0]
[null,1428,60,2,{"$f":"Daten!F1457","v":0},{"$f":"Daten!G1457","v":0},null,null,0,0,0,0,0,0]
[null,1429,60,2,{"$f":"Daten!F1458","v":0},{"$f":"Daten!G1458","v":0},null,null,0,0,0,0,0,0]
[null,1430,60,2,{"$f":"Daten!F1459","v":0},{"$f":"Daten!G1459","v":0},null,null,0,0,0,0,0,0]
[null,1431,60,2,{"$f":"Daten!F1460","v":0},{"$f":"Daten!G1460","v":0},null,null,0,0,0,0,0,0]
[null,1432,60,2,{"$f":"Daten!F1461","v":0},{"$f":"Daten!G1461","v":0},null,null,0,0,0,0,0,0]
[null,1433,60,2,{"$f":"Daten!F1462","v":0},{"$f":"Daten!G1462","v":0},null,null,0,0,0,0,0,0]
[null,1434,60,2,{"$f":"Daten!F1463","v":0},{"$f":"Daten!G1463","v":0},null,null,0,0,0,0,0,0]
[null,1435,60,2,{"$f":"Daten!F1464","v":0},{"$f":"Daten!G1464","v":0},null,null,0,0,0,0,0,0]
[null,1436,60,2,{"$f":"Daten!F1465","v":0},{"$f":"Daten!G1465","v":0},null,null,0,0,0,0,0,0]
[null,1437,60,2,{"$f":"Daten!F1466","v":0},{"$f":"Daten!G1466","v":0},null,null,0,0,0,0,0,0]
[null,1438,60,2,{"$f":"Daten!F1467","v":0},{"$f":"Daten!G1467","v":0},null,null,0,0,0,0,0,0]
[null,1439,60,2,{"$f":"Daten!F1468","v":0},{"$f":"Daten!G1468","v":0},null,null,0,0,0,0,0,0]
[null,1440,60,2,{"$f":"Daten!F1469","v":0},{"$f":"Daten!G1469","v":0},null,null,0,0,0,0,0,0]
[null,1441,61,3,{"$f":"Daten!F1470","v":0},{"$f":"Daten!G1470","v":0},null,null,0,0,0,0,0,0]
[null,1442,61,3,{"$f":"Daten!F1471","v":0},{"$f":"Daten!G1471","v":0},null,null,0,0,0,0,0,0]
[null,1443,61,3,{"$f":"Daten!F1472","v":0},{"$f":"Daten!G1472","v":0},null,null,0,0,0,0,0,0]
[null,1444,61,3,{"$f":"Daten!F1473","v":0},{"$f":"Daten!G1473","v":0},null,null,0,0,0,0,0,0]
[null,1445,61,3,{"$f":"Daten!F1474","v":0},{"$f":"Daten!G1474","v":0},null,null,0,0,0,0,0,0]
[null,1446,61,3,{"$f":"Daten!F1475","v":0},{"$f":"Daten!G1475","v":0},null,null,0,0,0,0,0,0]
[null,1447,61,3,{"$f":"Daten!F1476","v":0},{"$f":"Daten!G1476","v":0},null,null,0,0,0,0,0,0]
[null,1448,61,3,{"$f":"Daten!F1477","v":0},{"$f":"Daten!G1477","v":0},null,null,0,0,0,0,0,0]
[null,1449,61,3,{"$f":"Daten!F1478","v":0},{"$f":"Daten!G1478","v":0},null,null,0,0,0,0,0,0]
[null,1450,61,3,{"$f":"Daten!F1479","v":0},{"$f":"Daten!G1479","v":0},null,null,0,0,0,0,0,0]
[null,1451,61,3,{"$f":"Daten!F1480","v":0},{"$f":"Daten!G1480","v":0},null,null,0,0,0,0,0,0]
[null,1452,61,3,{"$f":"Daten!F1481","v":0},{"$f":"Daten!G1481","v":0},null,null,0,0,0,0,0,0]
[null,1453,61,3,{"$f":"Daten!F1482","v":0},{"$f":"Daten!G1482","v":0},null,null,0,0,0,0,0,0]
[null,1454,61,3,{"$f":"Daten!F1483","v":0},{"$f":"Daten!G1483","v":0},null,null,0,0,0,0,0,0]
[null,1455,61,3,{"$f":"Daten!F1484","v":0},{"$f":"Daten!G1484","v":0},null,null,0,0,0,0,0,0]
[null,1456,61,3,{"$f":"Daten!F1485","v":0},{"$f":"Daten!G1485","v":0},null,null,0,0,0,0,0,0]
[null,1457,61,3,{"$f":"Daten!F1486","v":0},{"$f":"Daten!G1486","v":0},null,null,0,0,0,0,0,0]
[null,1458,61,3,{"$f":"Daten!F1487","v":0},{"$f":"Daten!G1487","v":0},null,null,0,0,0,0,0,0]
[null,1459,61,3,{"$f":"Daten!F1488","v":0},{"$f":"Daten!G1488","v":0},null,null,0,0,0,0,0,0]
[null,1460,61,3,{"$f":"Daten!F1489","v":0},{"$f":"Daten!G1489","v":0},null,null,0,0,0,0,0,0]
[null,1461,61,3,{"$f":"Daten!F1490","v":0},{"$f":"Daten!G1490","v":0},null,null,0,0,0,0,0,0]
[null,1462,61,3,{"$f":"Daten!F1491","v":0},{"$f":"Daten!G1491","v":0},null,null,0,0,0,0,0,0]
[null,1463,61,3,{"$f":"Daten!F1492","v":0},{"$f":"Daten!G1492","v":0},null,null,0,0,0,0,0,0]
[null,1464,61,3,{"$f":"Daten!F1493","v":0},{"$f":"Daten!G1493","v":0},null,null,0,0,0,0,0,0]
[null,1465,62,3,{"$f":"Daten!F1494","v":0},{"$f":"Daten!G1494","v":0},null,null,0,0,0,0,0,0]
[null,1466,62,3,{"$f":"Daten!F1495","v":0},{"$f":"Daten!G1495","v":0},null,null,0,0,0,0,0,0]
[null,1467,62,3,{"$f":"Daten!F1496","v":0},{"$f":"Daten!G1496","v":0},null,null,0,0,0,0,0,0]
[null,1468,62,3,{"$f":"Daten!F1497","v":0},{"$f":"Daten!G1497","v":0},null,null,0,0,0,0,0,0]
[null,1469,62,3,{"$f":"Daten!F1498","v":0},{"$f":"Daten!G1498","v":0},null,null,0,0,0,0,0,0]
[null,1470,62,3,{"$f":"Daten!F1499","v":0},{"$f":"Daten!G1499","v":0},null,null,0,0,0,0,0,0]
[null,1471,62,3,{"$f":"Daten!F1500","v":0},{"$f":"Daten!G1500","v":0},null,null,0,0,0,0,0,0]
[null,1472,62,3,{"$f":"Daten!F1501","v":0},{"$f":"Daten!G1501","v":0},null,null,0,0,0,0,0,0]
[null,1473,62,3,{"$f":"Daten!F1502","v":0},{"$f":"Daten!G1502","v":0},null,null,0,{"$f":"MIN(E1489,F1489+I1489)","v":0},{"$f":"E1489-J1489","v":0},{"$f":"MIN((F1489-J1489),BatteriespeicherWh-I1489)","v":0},0,{"$f":"IF(L1489>0,I1489+L1489*Wirkungsgrad,I1489+L1489)","v":0}]
[null,1474,{"$f":"CEILING(B1490/24,1)","v":62},{"$f":"MONTH(C1490)","v":3},{"$f":"Daten!F1503","v":0},{"$f":"Daten!G1503","v":0},null,null,{"$f":"N1489","v":0},0,0,0,{"$f":"F1490-(J1490+L1490)","v":0},0]
[null,1475,62,3,{"$f":"Daten!F1504","v":0},{"$f":"Daten!G1504","v":0},null,null,0,0,0,0,0,0]
[null,1476,62,3,{"$f":"Daten!F1505","v":0},{"$f":"Daten!G1505","v":0},null,null,0,0,0,0,0,0]
[null,1477,62,3,{"$f":"Daten!F1506","v":0},{"$f":"Daten!G1506","v":0},null,null,0,0,0,0,0,0]
[null,1478,62,3,{"$f":"Daten!F1507","v":0},{"$f":"Daten!G1507","v":0},null,null,0,0,0,0,0,0]
[null,1479,62,3,{"$f":"Daten!F1508","v":0},{"$f":"Daten!G1508","v":0},null,null,0,0,0,0,0,0]
[null,1480,62,3,{"$f":"Daten!F1509","v":0},{"$f":"Daten!G1509","v":0},null,null,0,0,0,0,0,0]
[null,1481,62,3,{"$f":"Daten!F1510","v":0},{"$f":"Daten!G1510","v":0},null,null,0,0,0,0,0,0]
[null,1482,62,3,{"$f":"Daten!F1511","v":0},{"$f":"Daten!G1511","v":0},null,null,0,0,0,0,0,0]
[null,1483,62,3,{"$f":"Daten!F1512","v":0},{"$f":"Daten!G1512","v":0},null,null,0,0,0,0,0,0]
[null,1484,62,3,{"$f":"Daten!F1513","v":0},{"$f":"Daten!G1513","v":0},null,null,0,0,0,0,0,0]
[null,1485,62,3,{"$f":"Daten!F1514","v":0},{"$f":"Daten!G1514","v":0},null,null,0,0,0,0,0,0]
[null,1486,62,3,{"$f":"Daten!F1515","v":0},{"$f":"Daten!G1515","v":0},null,null,0,0,0,0,0,0]
[null,1487,62,3,{"$f":"Daten!F1516","v":0},{"$f":"Daten!G1516","v":0},null,null,0,0,0,0,0,0]
[null,1488,62,3,{"$f":"Daten!F1517","v":0},{"$f":"Daten!G1517","v":0},null,null,0,0,0,0,0,0]
[null,1489,63,3,{"$f":"Daten!F1518","v":0},{"$f":"Daten!G1518","v":0},null,null,0,0,0,0,0,0]
[null,1490,63,3,{"$f":"Daten!F1519","v":0},{"$f":"Daten!G1519","v":0},null,null,0,0,0,0,0,0]
[null,1491,63,3,{"$f":"Daten!F1520","v":0},{"$f":"Daten!G1520","v":0},null,null,0,0,0,0,0,0]
[null,1492,63,3,{"$f":"Daten!F1521","v":0},{"$f":"Daten!G1521","v":0},null,null,0,0,0,0,0,0]
[null,1493,63,3,{"$f":"Daten!F1522","v":0},{"$f":"Daten!G1522","v":0},null,null,0,0,0,0,0,0]
[null,1494,63,3,{"$f":"Daten!F1523","v":0},{"$f":"Daten!G1523","v":0},null,null,0,0,0,0,0,0]
[null,1495,63,3,{"$f":"Daten!F1524","v":0},{"$f":"Daten!G1524","v":0},null,null,0,0,0,0,0,0]
[null,1496,63,3,{"$f":"Daten!F1525","v":0},{"$f":"Daten!G1525","v":0},null,null,0,0,0,0,0,0]
[null,1497,63,3,{"$f":"Daten!F1526","v":0},{"$f":"Daten!G1526","v":0},null,null,0,0,0,0,0,0]
[null,1498,63,3,{"$f":"Daten!F1527","v":0},{"$f":"Daten!G1527","v":0},null,null,0,0,0,0,0,0]
[null,1499,63,3,{"$f":"Daten!F1528","v":0},{"$f":"Daten!G1528","v":0},null,null,0,0,0,0,0,0]
[null,1500,63,3,{"$f":"Daten!F1529","v":0},{"$f":"Daten!G1529","v":0},null,null,0,0,0,0,0,0]
[null,1501,63,3,{"$f":"Daten!F1530","v":0},{"$f":"Daten!G1530","v":0},null,null,0,0,0,0,0,0]
[null,1502,63,3,{"$f":"Daten!F1531","v":0},{"$f":"Daten!G1531","v":0},null,null,0,0,0,0,0,0]
[null,1503,63,3,{"$f":"Daten!F1532","v":0},{"$f":"Daten!G1532","v":0},null,null,0,0,0,0,0,0]
[null,1504,63,3,{"$f":"Daten!F1533","v":0},{"$f":"Daten!G1533","v":0},null,null,0,0,0,0,0,0]
[null,1505,63,3,{"$f":"Daten!F1534","v":0},{"$f":"Daten!G1534","v":0},null,null,0,0,0,0,0,0]
[null,1506,63,3,{"$f":"Daten!F1535","v":0},{"$f":"Daten!G1535","v":0},null,null,0,0,0,0,0,0]
[null,1507,63,3,{"$f":"Daten!F1536","v":0},{"$f":"Daten!G1536","v":0},null,null,0,0,0,0,0,0]
[null,1508,63,3,{"$f":"Daten!F1537","v":0},{"$f":"Daten!G1537","v":0},null,null,0,0,0,0,0,0]
[null,1509,63,3,{"$f":"Daten!F1538","v":0},{"$f":"Daten!G1538","v":0},null,null,0,0,0,0,0,0]
[null,1510,63,3,{"$f":"Daten!F1539","v":0},{"$f":"Daten!G1539","v":0},null,null,0,0,0,0,0,0]
[null,1511,63,3,{"$f":"Daten!F1540","v":0},{"$f":"Daten!G1540","v":0},null,null,0,0,0,0,0,0]
[null,1512,63,3,{"$f":"Daten!F1541","v":0},{"$f":"Daten!G1541","v":0},null,null,0,0,0,0,0,0]
[null,1513,64,3,{"$f":"Daten!F1542","v":0},{"$f":"Daten!G1542","v":0},null,null,0,0,0,0,0,0]
[null,1514,64,3,{"$f":"Daten!F1543","v":0},{"$f":"Daten!G1543","v":0},null,null,0,0,0,0,0,0]
[null,1515,64,3,{"$f":"Daten!F1544","v":0},{"$f":"Daten!G1544","v":0},null,null,0,0,0,0,0,0]
[null,1516,64,3,{"$f":"Daten!F1545","v":0},{"$f":"Daten!G1545","v":0},null,null,0,0,0,0,0,0]
[null,1517,64,3,{"$f":"Daten!F1546","v":0},{"$f":"Daten!G1546","v":0},null,null,0,0,0,0,0,0]
[null,1518,64,3,{"$f":"Daten!F1547","v":0},{"$f":"Daten!G1547","v":0},null,null,0,0,0,0,0,0]
[null,1519,64,3,{"$f":"Daten!F1548","v":0},{"$f":"Daten!G1548","v":0},null,null,0,0,0,0,0,0]
[null,1520,64,3,{"$f":"Daten!F1549","v":0},{"$f":"Daten!G1549","v":0},null,null,0,0,0,0,0,0]
[null,1521,64,3,{"$f":"Daten!F1550","v":0},{"$f":"Daten!G1550","v":0},null,null,0,0,0,0,0,0]
[null,1522,64,3,{"$f":"Daten!F1551","v":0},{"$f":"Daten!G1551","v":0},null,null,0,0,0,0,0,0]
[null,1523,64,3,{"$f":"Daten!F1552","v":0},{"$f":"Daten!G1552","v":0},null,null,0,0,0,0,0,0]
[null,1524,64,3,{"$f":"Daten!F1553","v":0},{"$f":"Daten!G1553","v":0},null,null,0,0,0,0,0,0]
[null,1525,64,3,{"$f":"Daten!F1554","v":0},{"$f":"Daten!G1554","v":0},null,null,0,0,0,0,0,0]
[null,1526,64,3,{"$f":"Daten!F1555","v":0},{"$f":"Daten!G1555","v":0},null,null,0,0,0,0,0,0]
[null,1527,64,3,{"$f":"Daten!F1556","v":0},{"$f":"Daten!G1556","v":0},null,null,0,0,0,0,0,0]
[null,1528,64,3,{"$f":"Daten!F1557","v":0},{"$f":"Daten!G1557","v":0},null,null,0,0,0,0,0,0]
[null,1529,64,3,{"$f":"Daten!F1558","v":0},{"$f":"Daten!G1558","v":0},null,null,0,0,0,0,0,0]
[null,1530,64,3,{"$f":"Daten!F1559","v":0},{"$f":"Daten!G1559","v":0},null,null,0,0,0,0,0,0]
[null,1531,64,3,{"$f":"Daten!F1560","v":0},{"$f":"Daten!G1560","v":0},null,null,0,0,0,0,0,0]
[null,1532,64,3,{"$f":"Daten!F1561","v":0},{"$f":"Daten!G1561","v":0},null,null,0,0,0,0,0,0]
[null,1533,64,3,{"$f":"Daten!F1562","v":0},{"$f":"Daten!G1562","v":0},null,null,0,0,0,0,0,0]
[null,1534,64,3,{"$f":"Daten!F1563","v":0},{"$f":"Daten!G1563","v":0},null,null,0,0,0,0,0,0]
[null,1535,64,3,{"$f":"Daten!F1564","v":0},{"$f":"Daten!G1564","v":0},null,null,0,0,0,0,0,0]
[null,1536,64,3,{"$f":"Daten!F1565","v":0},{"$f":"Daten!G1565","v":0},null,null,0,0,0,0,0,0]
[null,1537,65,3,{"$f":"Daten!F1566","v":0},{"$f":"Daten!G1566","v":0},null,null,0,{"$f":"MIN(E1553,F1553+I1553)","v":0},{"$f":"E1553-J1553","v":0},{"$f":"MIN((F1553-J1553),BatteriespeicherWh-I1553)","v":0},0,{"$f":"IF(L1553>0,I1553+L1553*Wirkungsgrad,I1553+L1553)","v":0}]
[null,1538,{"$f":"CEILING(B1554/24,1)","v":65},{"$f":"MONTH(C1554)","v":3},{"$f":"Daten!F1567","v":0},{"$f":"Daten!G1567","v":0},null,null,{"$f":"N1553","v":0},0,0,0,{"$f":"F1554-(J1554+L1554)","v":0},0]
[null,1539,65,3,{"$f":"Daten!F1568","v":0},{"$f":"Daten!G1568","v":0},null,null,0,0,0,0,0,0]
[null,1540,65,3,{"$f":"Daten!F1569","v":0},{"$f":"Daten!G1569","v":0},null,null,0,0,0,0,0,0]
[null,1541,65,3,{"$f":"Daten!F1570","v":0},{"$f":"Daten!G1570","v":0},null,null,0,0,0,0,0,0]
[null,1542,65,3,{"$f":"Daten!F1571","v":0},{"$f":"Daten!G1571","v":0},null,null,0,0,0,0,0,0]
[null,1543,65,3,{"$f":"Daten!F1572","v":0},{"$f":"Daten!G1572","v":0},null,null,0,0,0,0,0,0]
[null,1544,65,3,{"$f":"Daten!F1573","v":0},{"$f":"Daten!G1573","v":0},null,null,0,0,0,0,0,0]
[null,1545,65,3,{"$f":"Daten!F1574","v":0},{"$f":"Daten!G1574","v":0},null,null,0,0,0,0,0,0]
[null,1546,65,3,{"$f":"Daten!F1575","v":0},{"$f":"Daten!G1575","v":0},null,null,0,0,0,0,0,0]
[null,1547,65,3,{"$f":"Daten!F1576","v":0},{"$f":"Daten!G1576","v":0},null,null,0,0,0,0,0,0]
[null,1548,65,3,{"$f":"Daten!F1577","v":0},{"$f":"Daten!G1577","v":0},null,null,0,0,0,0,0,0]
[null,1549,65,3,{"$f":"Daten!F1578","v":0},{"$f":"Daten!G1578","v":0},null,null,0,0,0,0,0,0]
[null,1550,65,3,{"$f":"Daten!F1579","v":0},{"$f":"Daten!G1579","v":0},null,null,0,0,0,0,0,0]
[null,1551,65,3,{"$f":"Daten!F1580","v":0},{"$f":"Daten!G1580","v":0},null,null,0,0,0,0,0,0]
[null,1552,65,3,{"$f":"Daten!F1581","v":0},{"$f":"Daten!G1581","v":0},null,null,0,0,0,0,0,0]
[null,1553,65,3,{"$f":"Daten!F1582","v":0},{"$f":"Daten!G1582","v":0},null,null,0,0,0,0,0,0]
[null,1554,65,3,{"$f":"Daten!F1583","v":0},{"$f":"Daten!G1583","v":0},null,null,0,0,0,0,0,0]
[null,1555,65,3,{"$f":"Daten!F1584","v":0},{"$f":"Daten!G1584","v":0},null,null,0,0,0,0,0,0]
[null,1556,65,3,{"$f":"Daten!F1585","v":0},{"$f":"Daten!G1585","v":0},null,null,0,0,0,0,0,0]
[null,1557,65,3,{"$f":"Daten!F1586","v":0},{"$f":"Daten!G1586","v":0},null,null,0,0,0,0,0,0]
[null,1558,65,3,{"$f":"Daten!F1587","v":0},{"$f":"Daten!G1587","v":0},null,null,0,0,0,0,0,0]
[null,1559,65,3,{"$f":"Daten!F1588","v":0},{"$f":"Daten!G1588","v":0},null,null,0,0,0,0,0,0]
[null,1560,65,3,{"$f":"Daten!F1589","v":0},{"$f":"Daten!G1589","v":0},null,null,0,0,0,0,0,0]
[null,1561,66,3,{"$f":"Daten!F1590","v":0},{"$f":"Daten!G1590","v":0},null,null,0,0,0,0,0,0]
[null,1562,66,3,{"$f":"Daten!F1591","v":0},{"$f":"Daten!G1591","v":0},null,null,0,0,0,0,0,0]
[null,1563,66,3,{"$f":"Daten!F1592","v":0},{"$f":"Daten!G1592","v":0},null,null,0,0,0,0,0,0]
[null,1564,66,3,{"$f":"Daten!F1593","v":0},{"$f":"Daten!G1593","v":0},null,null,0,0,0,0,0,0]
[null,1565,66,3,{"$f":"Daten!F1594","v":0},{"$f":"Daten!G1594","v":0},null,null,0,0,0,0,0,0]
[null,1566,66,3,{"$f":"Daten!F1595","v":0},{"$f":"Daten!G1595","v":0},null,null,0,0,0,0,0,0]
[null,1567,66,3,{"$f":"Daten!F1596","v":0},{"$f":"Daten!G1596","v":0},null,null,0,0,0,0,0,0]
[null,1568,66,3,{"$f":"Daten!F1597","v":0},{"$f":"Daten!G1597","v":0},null,null,0,0,0,0,0,0]
[null,1569,66,3,{"$f":"Daten!F1598","v":0},{"$f":"Daten!G1598","v":0},null,null,0,0,0,0,0,0]
[null,1570,66,3,{"$f":"Daten!F1599","v":0},{"$f":"Daten!G1599","v":0},null,null,0,0,0,0,0,0]
[null,1571,66,3,{"$f":"Daten!F1600","v":0},{"$f":"Daten!G1600","v":0},null,null,0,0,0,0,0,0]
[null,1572,66,3,{"$f":"Daten!F1601","v":0},{"$f":"Daten!G1601","v":0},null,null,0,0,0,0,0,0]
[null,1573,66,3,{"$f":"Daten!F1602","v":0},{"$f":"Daten!G1602","v":0},null,null,0,0,0,0,0,0]
[null,1574,66,3,{"$f":"Daten!F1603","v":0},{"$f":"Daten!G1603","v":0},null,null,0,0,0,0,0,0]
[null,1575,66,3,{"$f":"Daten!F1604","v":0},{"$f":"Daten!G1604","v":0},null,null,0,0,0,0,0,0]
[null,1576,66,3,{"$f":"Daten!F1605","v":0},{"$f":"Daten!G1605","v":0},null,null,0,0,0,0,0,0]
[null,1577,66,3,{"$f":"Daten!F1606","v":0},{"$f":"Daten!G1606","v":0},null,null,0,0,0,0,0,0]
[null,1578,66,3,{"$f":"Daten!F1607","v":0},{"$f":"Daten!G1607","v":0},null,null,0,0,0,0,0,0]
[null,1579,66,3,{"$f":"Daten!F1608","v":0},{"$f":"Daten!G1608","v":0},null,null,0,0,0,0,0,0]
[null,1580,66,3,{"$f":"Daten!F1609","v":0},{"$f":"Daten!G1609","v":0},null,null,0,0,0,0,0,0]
[null,1581,66,3,{"$f":"Daten!F1610","v":0},{"$f":"Daten!G1610","v":0},null,null,0,0,0,0,0,0]
[null,1582,66,3,{"$f":"Daten!F1611","v":0},{"$f":"Daten!G1611","v":0},null,null,0,0,0,0,0,0]
[null,1583,66,3,{"$f":"Daten!F1612","v":0},{"$f":"Daten!G1612","v":0},null,null,0,0,0,0,0,0]
[null,1584,66,3,{"$f":"Daten!F1613","v":0},{"$f":"Daten!G1613","v":0},null,null,0,0,0,0,0,0]
[null,1585,67,3,{"$f":"Daten!F1614","v":0},{"$f":"Daten!G1614","v":0},null,null,0,0,0,0,0,0]
[null,1586,67,3,{"$f":"Daten!F1615","v":0},{"$f":"Daten!G1615","v":0},null,null,0,0,0,0,0,0]
[null,1587,67,3,{"$f":"Daten!F1616","v":0},{"$f":"Daten!G1616","v":0},null,null,0,0,0,0,0,0]
[null,1588,67,3,{"$f":"Daten!F1617","v":0},{"$f":"Daten!G1617","v":0},null,null,0,0,0,0,0,0]
[null,1589,67,3,{"$f":"Daten!F1618","v":0},{"$f":"Daten!G1618","v":0},null,null,0,0,0,0,0,0]
[null,1590,67,3,{"$f":"Daten!F1619","v":0},{"$f":"Daten!G1619","v":0},null,null,0,0,0,0,0,0]
[null,1591,67,3,{"$f":"Daten!F1620","v":0},{"$f":"Daten!G1620","v":0},null,null,0,0,0,0,0,0]
[null,1592,67,3,{"$f":"Daten!F1621","v":0},{"$f":"Daten!G1621","v":0},null,null,0,0,0,0,0,0]
[null,1593,67,3,{"$f":"Daten!F1622","v":0},{"$f":"Daten!G1622","v":0},null,null,0,0,0,0,0,0]
[null,1594,67,3,{"$f":"Daten!F1623","v":0},{"$f":"Daten!G1623","v":0},null,null,0,0,0,0,0,0]
[null,1595,67,3,{"$f":"Daten!F1624","v":0},{"$f":"Daten!G1624","v":0},null,null,0,0,0,0,0,0]
[null,1596,67,3,{"$f":"Daten!F1625","v":0},{"$f":"Daten!G1625","v":0},null,null,0,0,0,0,0,0]
[null,1597,67,3,{"$f":"Daten!F1626","v":0},{"$f":"Daten!G1626","v":0},null,null,0,0,0,0,0,0]
[null,1598,67,3,{"$f":"Daten!F1627","v":0},{"$f":"Daten!G1627","v":0},null,null,0,0,0,0,0,0]
[null,1599,67,3,{"$f":"Daten!F1628","v":0},{"$f":"Daten!G1628","v":0},null,null,0,0,0,0,0,0]
[null,1600,67,3,{"$f":"Daten!F1629","v":0},{"$f":"Daten!G1629","v":0},null,null,0,0,0,0,0,0]
[null,1601,67,3,{"$f":"Daten!F1630","v":0},{"$f":"Daten!G1630","v":0},null,null,0,{"$f":"MIN(E1617,F1617+I1617)","v":0},{"$f":"E1617-J1617","v":0},{"$f":"MIN((F1617-J1617),BatteriespeicherWh-I1617)","v":0},0,{"$f":"IF(L1617>0,I1617+L1617*Wirkungsgrad,I1617+L1617)","v":0}]
[null,1602,{"$f":"CEILING(B1618/24,1)","v":67},{"$f":"MONTH(C1618)","v":3},{"$f":"Daten!F1631","v":0},{"$f":"Daten!G1631","v":0},null,null,{"$f":"N1617","v":0},0,0,0,{"$f":"F1618-(J1618+L1618)","v":0},0]
[null,1603,67,3,{"$f":"Daten!F1632","v":0},{"$f":"Daten!G1632","v":0},null,null,0,0,0,0,0,0]
[null,1604,67,3,{"$f":"Daten!F1633","v":0},{"$f":"Daten!G1633","v":0},null,null,0,0,0,0,0,0]
[null,1605,67,3,{"$f":"Daten!F1634","v":0},{"$f":"Daten!G1634","v":0},null,null,0,0,0,0,0,0]
[null,1606,67,3,{"$f":"Daten!F1635","v":0},{"$f":"Daten!G1635","v":0},null,null,0,0,0,0,0,0]
[null,1607,67,3,{"$f":"Daten!F1636","v":0},{"$f":"Daten!G1636","v":0},null,null,0,0,0,0,0,0]
[null,1608,67,3,{"$f":"Daten!F1637","v":0},{"$f":"Daten!G1637","v":0},null,null,0,0,0,0,0,0]
[null,1609,68,3,{"$f":"Daten!F1638","v":0},{"$f":"Daten!G1638","v":0},null,null,0,0,0,0,0,0]
[null,1610,68,3,{"$f":"Daten!F1639","v":0},{"$f":"Daten!G1639","v":0},null,null,0,0,0,0,0,0]
[null,1611,68,3,{"$f":"Daten!F1640","v":0},{"$f":"Daten!G1640","v":0},null,null,0,0,0,0,0,0]
[null,1612,68,3,{"$f":"Daten!F1641","v":0},{"$f":"Daten!G1641","v":0},null,null,0,0,0,0,0,0]
[null,1613,68,3,{"$f":"Daten!F1642","v":0},{"$f":"Daten!G1642","v":0},null,null,0,0,0,0,0,0]
[null,1614,68,3,{"$f":"Daten!F1643","v":0},{"$f":"Daten!G1643","v":0},null,null,0,0,0,0,0,0]
[null,1615,68,3,{"$f":"Daten!F1644","v":0},{"$f":"Daten!G1644","v":0},null,null,0,0,0,0,0,0]
[null,1616,68,3,{"$f":"Daten!F1645","v":0},{"$f":"Daten!G1645","v":0},null,null,0,0,0,0,0,0]
[null,1617,68,3,{"$f":"Daten!F1646","v":0},{"$f":"Daten!G1646","v":0},null,null,0,0,0,0,0,0]
[null,1618,68,3,{"$f":"Daten!F1647","v":0},{"$f":"Daten!G1647","v":0},null,null,0,0,0,0,0,0]
[null,1619,68,3,{"$f":"Daten!F1648","v":0},{"$f":"Daten!G1648","v":0},null,null,0,0,0,0,0,0]
[null,1620,68,3,{"$f":"Daten!F1649","v":0},{"$f":"Daten!G1649","v":0},null,null,0,0,0,0,0,0]
[null,1621,68,3,{"$f":"Daten!F1650","v":0},{"$f":"Daten!G1650","v":0},null,null,0,0,0,0,0,0]
[null,1622,68,3,{"$f":"Daten!F1651","v":0},{"$f":"Daten!G1651","v":0},null,null,0,0,0,0,0,0]
[null,1623,68,3,{"$f":"Daten!F1652","v":0},{"$f":"Daten!G1652","v":0},null,null,0,0,0,0,0,0]
[null,1624,68,3,{"$f":"Daten!F1653","v":0},{"$f":"Daten!G1653","v":0},null,null,0,0,0,0,0,0]
[null,1625,68,3,{"$f":"Daten!F1654","v":0},{"$f":"Daten!G1654","v":0},null,null,0,0,0,0,0,0]
[null,1626,68,3,{"$f":"Daten!F1655","v":0},{"$f":"Daten!G1655","v":0},null,null,0,0,0,0,0,0]
[null,1627,68,3,{"$f":"Daten!F1656","v":0},{"$f":"Daten!G1656","v":0},null,null,0,0,0,0,0,0]
[null,1628,68,3,{"$f":"Daten!F1657","v":0},{"$f":"Daten!G1657","v":0},null,null,0,0,0,0,0,0]
[null,1629,68,3,{"$f":"Daten!F1658","v":0},{"$f":"Daten!G1658","v":0},null,null,0,0,0,0,0,0]
[null,1630,68,3,{"$f":"Daten!F1659","v":0},{"$f":"Daten!G1659","v":0},null,null,0,0,0,0,0,0]
[null,1631,68,3,{"$f":"Daten!F1660","v":0},{"$f":"Daten!G1660","v":0},null,null,0,0,0,0,0,0]
[null,1632,68,3,{"$f":"Daten!F1661","v":0},{"$f":"Daten!G1661","v":0},null,null,0,0,0,0,0,0]
[null,1633,69,3,{"$f":"Daten!F1662","v":0},{"$f":"Daten!G1662","v":0},null,null,0,0,0,0,0,0]
[null,1634,69,3,{"$f":"Daten!F1663","v":0},{"$f":"Daten!G1663","v":0},null,null,0,0,0,0,0,0]
[null,1635,69,3,{"$f":"Daten!F1664","v":0},{"$f":"Daten!G1664","v":0},null,null,0,0,0,0,0,0]
[null,1636,69,3,{"$f":"Daten!F1665","v":0},{"$f":"Daten!G1665","v":0},null,null,0,0,0,0,0,0]
[null,1637,69,3,{"$f":"Daten!F1666","v":0},{"$f":"Daten!G1666","v":0},null,null,0,0,0,0,0,0]
[null,1638,69,3,{"$f":"Daten!F1667","v":0},{"$f":"Daten!G1667","v":0},null,null,0,0,0,0,0,0]
[null,1639,69,3,{"$f":"Daten!F1668","v":0},{"$f":"Daten!G1668","v":0},null,null,0,0,0,0,0,0]
[null,1640,69,3,{"$f":"Daten!F1669","v":0},{"$f":"Daten!G1669","v":0},null,null,0,0,0,0,0,0]
[null,1641,69,3,{"$f":"Daten!F1670","v":0},{"$f":"Daten!G1670","v":0},null,null,0,0,0,0,0,0]
[null,1642,69,3,{"$f":"Daten!F1671","v":0},{"$f":"Daten!G1671","v":0},null,null,0,0,0,0,0,0]
[null,1643,69,3,{"$f":"Daten!F1672","v":0},{"$f":"Daten!G1672","v":0},null,null,0,0,0,0,0,0]
[null,1644,69,3,{"$f":"Daten!F1673","v":0},{"$f":"Daten!G1673","v":0},null,null,0,0,0,0,0,0]
[null,1645,69,3,{"$f":"Daten!F1674","v":0},{"$f":"Daten!G1674","v":0},null,null,0,0,0,0,0,0]
[null,1646,69,3,{"$f":"Daten!F1675","v":0},{"$f":"Daten!G1675","v":0},null,null,0,0,0,0,0,0]
[null,1647,69,3,{"$f":"Daten!F1676","v":0},{"$f":"Daten!G1676","v":0},null,null,0,0,0,0,0,0]
[null,1648,69,3,{"$f":"Daten!F1677","v":0},{"$f":"Daten!G1677","v":0},null,null,0,0,0,0,0,0]
[null,1649,69,3,{"$f":"Daten!F1678","v":0},{"$f":"Daten!G1678","v":0},null,null,0,0,0,0,0,0]
[null,1650,69,3,{"$f":"Daten!F1679","v":0},{"$f":"Daten!G1679","v":0},null,null,0,0,0,0,0,0]
[null,1651,69,3,{"$f":"Daten!F1680","v":0},{"$f":"Daten!G1680","v":0},null,null,0,0,0,0,0,0]
[null,1652,69,3,{"$f":"Daten!F1681","v":0},{"$f":"Daten!G1681","v":0},null,null,0,0,0,0,0,0]
[null,1653,69,3,{"$f":"Daten!F1682","v":0},{"$f":"Daten!G1682","v":0},null,null,0,0,0,0,0,0]
[null,1654,69,3,{"$f":"Daten!F1683","v":0},{"$f":"Daten!G1683","v":0},null,null,0,0,0,0,0,0]
[null,1655,69,3,{"$f":"Daten!F1684","v":0},{"$f":"Daten!G1684","v":0},null,null,0,0,0,0,0,0]
[null,1656,69,3,{"$f":"Daten!F1685","v":0},{"$f":"Daten!G1685","v":0},null,null,0,0,0,0,0,0]
[null,1657,70,3,{"$f":"Daten!F1686","v":0},{"$f":"Daten!G1686","v":0},null,null,0,0,0,0,0,0]
[null,1658,70,3,{"$f":"Daten!F1687","v":0},{"$f":"Daten!G1687","v":0},null,null,0,0,0,0,0,0]
[null,1659,70,3,{"$f":"Daten!F1688","v":0},{"$f":"Daten!G1688","v":0},null,null,0,0,0,0,0,0]
[null,1660,70,3,{"$f":"Daten!F1689","v":0},{"$f":"Daten!G1689","v":0},null,null,0,0,0,0,0,0]
[null,1661,70,3,{"$f":"Daten!F1690","v":0},{"$f":"Daten!G1690","v":0},null,null,0,0,0,0,0,0]
[null,1662,70,3,{"$f":"Daten!F1691","v":0},{"$f":"Daten!G1691","v":0},null,null,0,0,0,0,0,0]
[null,1663,70,3,{"$f":"Daten!F1692","v":0},{"$f":"Daten!G1692","v":0},null,null,0,0,0,0,0,0]
[null,1664,70,3,{"$f":"Daten!F1693","v":0},{"$f":"Daten!G1693","v":0},null,null,0,0,0,0,0,0]
[null,1665,70,3,{"$f":"Daten!F1694","v":0},{"$f":"Daten!G1694","v":0},null,null,0,{"$f":"MIN(E1681,F1681+I1681)","v":0},{"$f":"E1681-J1681","v":0},{"$f":"MIN((F1681-J1681),BatteriespeicherWh-I1681)","v":0},0,{"$f":"IF(L1681>0,I1681+L1681*Wirkungsgrad,I1681+L1681)","v":0}]
[null,1666,{"$f":"CEILING(B1682/24,1)","v":70},{"$f":"MONTH(C1682)","v":3},{"$f":"Daten!F1695","v":0},{"$f":"Daten!G1695","v":0},null,null,{"$f":"N1681","v":0},0,0,0,{"$f":"F1682-(J1682+L1682)","v":0},0]
[null,1667,70,3,{"$f":"Daten!F1696","v":0},{"$f":"Daten!G1696","v":0},null,null,0,0,0,0,0,0]
[null,1668,70,3,{"$f":"Daten!F1697","v":0},{"$f":"Daten!G1697","v":0},null,null,0,0,0,0,0,0]
[null,1669,70,3,{"$f":"Daten!F1698","v":0},{"$f":"Daten!G1698","v":0},null,null,0,0,0,0,0,0]
[null,1670,70,3,{"$f":"Daten!F1699","v":0},{"$f":"Daten!G1699","v":0},null,null,0,0,0,0,0,0]
[null,1671,70,3,{"$f":"Daten!F1700","v":0},{"$f":"Daten!G1700","v":0},null,null,0,0,0,0,0,0]
[null,1672,70,3,{"$f":"Daten!F1701","v":0},{"$f":"Daten!G1701","v":0},null,null,0,0,0,0,0,0]
[null,1673,70,3,{"$f":"Daten!F1702","v":0},{"$f":"Daten!G1702","v":0},null,null,0,0,0,0,0,0]
[null,1674,70,3,{"$f":"Daten!F1703","v":0},{"$f":"Daten!G1703","v":0},null,null,0,0,0,0,0,0]
[null,1675,70,3,{"$f":"Daten!F1704","v":0},{"$f":"Daten!G1704","v":0},null,null,0,0,0,0,0,0]
[null,1676,70,3,{"$f":"Daten!F1705","v":0},{"$f":"Daten!G1705","v":0},null,null,0,0,0,0,0,0]
[null,1677,70,3,{"$f":"Daten!F1706","v":0},{"$f":"Daten!G1706","v":0},null,null,0,0,0,0,0,0]
[null,1678,70,3,{"$f":"Daten!F1707","v":0},{"$f":"Daten!G1707","v":0},null,null,0,0,0,0,0,0]
[null,1679,70,3,{"$f":"Daten!F1708","v":0},{"$f":"Daten!G1708","v":0},null,null,0,0,0,0,0,0]
[null,1680,70,3,{"$f":"Daten!F1709","v":0},{"$f":"Daten!G1709","v":0},null,null,0,0,0,0,0,0]
[null,1681,71,3,{"$f":"Daten!F1710","v":0},{"$f":"Daten!G1710","v":0},null,null,0,0,0,0,0,0]
[null,1682,71,3,{"$f":"Daten!F1711","v":0},{"$f":"Daten!G1711","v":0},null,null,0,0,0,0,0,0]
[null,1683,71,3,{"$f":"Daten!F1712","v":0},{"$f":"Daten!G1712","v":0},null,null,0,0,0,0,0,0]
[null,1684,71,3,{"$f":"Daten!F1713","v":0},{"$f":"Daten!G1713","v":0},null,null,0,0,0,0,0,0]
[null,1685,71,3,{"$f":"Daten!F1714","v":0},{"$f":"Daten!G1714","v":0},null,null,0,0,0,0,0,0]
[null,1686,71,3,{"$f":"Daten!F1715","v":0},{"$f":"Daten!G1715","v":0},null,null,0,0,0,0,0,0]
[null,1687,71,3,{"$f":"Daten!F1716","v":0},{"$f":"Daten!G1716","v":0},null,null,0,0,0,0,0,0]
[null,1688,71,3,{"$f":"Daten!F1717","v":0},{"$f":"Daten!G1717","v":0},null,null,0,0,0,0,0,0]
[null,1689,71,3,{"$f":"Daten!F1718","v":0},{"$f":"Daten!G1718","v":0},null,null,0,0,0,0,0,0]
[null,1690,71,3,{"$f":"Daten!F1719","v":0},{"$f":"Daten!G1719","v":0},null,null,0,0,0,0,0,0]
[null,1691,71,3,{"$f":"Daten!F1720","v":0},{"$f":"Daten!G1720","v":0},null,null,0,0,0,0,0,0]
[null,1692,71,3,{"$f":"Daten!F1721","v":0},{"$f":"Daten!G1721","v":0},null,null,0,0,0,0,0,0]
[null,1693,71,3,{"$f":"Daten!F1722","v":0},{"$f":"Daten!G1722","v":0},null,null,0,0,0,0,0,0]
[null,1694,71,3,{"$f":"Daten!F1723","v":0},{"$f":"Daten!G1723","v":0},null,null,0,0,0,0,0,0]
[null,1695,71,3,{"$f":"Daten!F1724","v":0},{"$f":"Daten!G1724","v":0},null,null,0,0,0,0,0,0]
[null,1696,71,3,{"$f":"Daten!F1725","v":0},{"$f":"Daten!G1725","v":0},null,null,0,0,0,0,0,0]
[null,1697,71,3,{"$f":"Daten!F1726","v":0},{"$f":"Daten!G1726","v":0},null,null,0,0,0,0,0,0]
[null,1698,71,3,{"$f":"Daten!F1727","v":0},{"$f":"Daten!G1727","v":0},null,null,0,0,0,0,0,0]
[null,1699,71,3,{"$f":"Daten!F1728","v":0},{"$f":"Daten!G1728","v":0},null,null,0,0,0,0,0,0]
[null,1700,71,3,{"$f":"Daten!F1729","v":0},{"$f":"Daten!G1729","v":0},null,null,0,0,0,0,0,0]
[null,1701,71,3,{"$f":"Daten!F1730","v":0},{"$f":"Daten!G1730","v":0},null,null,0,0,0,0,0,0]
[null,1702,71,3,{"$f":"Daten!F1731","v":0},{"$f":"Daten!G1731","v":0},null,null,0,0,0,0,0,0]
[null,1703,71,3,{"$f":"Daten!F1732","v":0},{"$f":"Daten!G1732","v":0},null,null,0,0,0,0,0,0]
[null,1704,71,3,{"$f":"Daten!F1733","v":0},{"$f":"Daten!G1733","v":0},null,null,0,0,0,0,0,0]
[null,1705,72,3,{"$f":"Daten!F1734","v":0},{"$f":"Daten!G1734","v":0},null,null,0,0,0,0,0,0]
[null,1706,72,3,{"$f":"Daten!F1735","v":0},{"$f":"Daten!G1735","v":0},null,null,0,0,0,0,0,0]
[null,1707,72,3,{"$f":"Daten!F1736","v":0},{"$f":"Daten!G1736","v":0},null,null,0,0,0,0,0,0]
[null,1708,72,3,{"$f":"Daten!F1737","v":0},{"$f":"Daten!G1737","v":0},null,null,0,0,0,0,0,0]
[null,1709,72,3,{"$f":"Daten!F1738","v":0},{"$f":"Daten!G1738","v":0},null,null,0,0,0,0,0,0]
[null,1710,72,3,{"$f":"Daten!F1739","v":0},{"$f":"Daten!G1739","v":0},null,null,0,0,0,0,0,0]
[null,1711,72,3,{"$f":"Daten!F1740","v":0},{"$f":"Daten!G1740","v":0},null,null,0,0,0,0,0,0]
[null,1712,72,3,{"$f":"Daten!F1741","v":0},{"$f":"Daten!G1741","v":0},null,null,0,0,0,0,0,0]
[null,1713,72,3,{"$f":"Daten!F1742","v":0},{"$f":"Daten!G1742","v":0},null,null,0,0,0,0,0,0]
[null,1714,72,3,{"$f":"Daten!F1743","v":0},{"$f":"Daten!G1743","v":0},null,null,0,0,0,0,0,0]
[null,1715,72,3,{"$f":"Daten!F1744","v":0},{"$f":"Daten!G1744","v":0},null,null,0,0,0,0,0,0]
[null,1716,72,3,{"$f":"Daten!F1745","v":0},{"$f":"Daten!G1745","v":0},null,null,0,0,0,0,0,0]
[null,1717,72,3,{"$f":"Daten!F1746","v":0},{"$f":"Daten!G1746","v":0},null,null,0,0,0,0,0,0]
[null,1718,72,3,{"$f":"Daten!F1747","v":0},{"$f":"Daten!G1747","v":0},null,null,0,0,0,0,0,0]
[null,1719,72,3,{"$f":"Daten!F1748","v":0},{"$f":"Daten!G1748","v":0},null,null,0,0,0,0,0,0]
[null,1720,72,3,{"$f":"Daten!F1749","v":0},{"$f":"Daten!G1749","v":0},null,null,0,0,0,0,0,0]
[null,1721,72,3,{"$f":"Daten!F1750","v":0},{"$f":"Daten!G1750","v":0},null,null,0,0,0,0,0,0]
[null,1722,72,3,{"$f":"Daten!F1751","v":0},{"$f":"Daten!G1751","v":0},null,null,0,0,0,0,0,0]
[null,1723,72,3,{"$f":"Daten!F1752","v":0},{"$f":"Daten!G1752","v":0},null,null,0,0,0,0,0,0]
[null,1724,72,3,{"$f":"Daten!F1753","v":0},{"$f":"Daten!G1753","v":0},null,null,0,0,0,0,0,0]
[null,1725,72,3,{"$f":"Daten!F1754","v":0},{"$f":"Daten!G1754","v":0},null,null,0,0,0,0,0,0]
[null,1726,72,3,{"$f":"Daten!F1755","v":0},{"$f":"Daten!G1755","v":0},null,null,0,0,0,0,0,0]
[null,1727,72,3,{"$f":"Daten!F1756","v":0},{"$f":"Daten!G1756","v":0},null,null,0,0,0,0,0,0]
[null,1728,72,3,{"$f":"Daten!F1757","v":0},{"$f":"Daten!G1757","v":0},null,null,0,0,0,0,0,0]
[null,1729,73,3,{"$f":"Daten!F1758","v":0},{"$f":"Daten!G1758","v":0},null,null,0,{"$f":"MIN(E1745,F1745+I1745)","v":0},{"$f":"E1745-J1745","v":0},{"$f":"MIN((F1745-J1745),BatteriespeicherWh-I1745)","v":0},0,{"$f":"IF(L1745>0,I1745+L1745*Wirkungsgrad,I1745+L1745)","v":0}]
[null,1730,{"$f":"CEILING(B1746/24,1)","v":73},{"$f":"MONTH(C1746)","v":3},{"$f":"Daten!F1759","v":0},{"$f":"Daten!G1759","v":0},null,null,{"$f":"N1745","v":0},0,0,0,{"$f":"F1746-(J1746+L1746)","v":0},0]
[null,1731,73,3,{"$f":"Daten!F1760","v":0},{"$f":"Daten!G1760","v":0},null,null,0,0,0,0,0,0]
[null,1732,73,3,{"$f":"Daten!F1761","v":0},{"$f":"Daten!G1761","v":0},null,null,0,0,0,0,0,0]
[null,1733,73,3,{"$f":"Daten!F1762","v":0},{"$f":"Daten!G1762","v":0},null,null,0,0,0,0,0,0]
[null,1734,73,3,{"$f":"Daten!F1763","v":0},{"$f":"Daten!G1763","v":0},null,null,0,0,0,0,0,0]
[null,1735,73,3,{"$f":"Daten!F1764","v":0},{"$f":"Daten!G1764","v":0},null,null,0,0,0,0,0,0]
[null,1736,73,3,{"$f":"Daten!F1765","v":0},{"$f":"Daten!G1765","v":0},null,null,0,0,0,0,0,0]
[null,1737,73,3,{"$f":"Daten!F1766","v":0},{"$f":"Daten!G1766","v":0},null,null,0,0,0,0,0,0]
[null,1738,73,3,{"$f":"Daten!F1767","v":0},{"$f":"Daten!G1767","v":0},null,null,0,0,0,0,0,0]
[null,1739,73,3,{"$f":"Daten!F1768","v":0},{"$f":"Daten!G1768","v":0},null,null,0,0,0,0,0,0]
[null,1740,73,3,{"$f":"Daten!F1769","v":0},{"$f":"Daten!G1769","v":0},null,null,0,0,0,0,0,0]
[null,1741,73,3,{"$f":"Daten!F1770","v":0},{"$f":"Daten!G1770","v":0},null,null,0,0,0,0,0,0]
[null,1742,73,3,{"$f":"Daten!F1771","v":0},{"$f":"Daten!G1771","v":0},null,null,0,0,0,0,0,0]
[null,1743,73,3,{"$f":"Daten!F1772","v":0},{"$f":"Daten!G1772","v":0},null,null,0,0,0,0,0,0]
[null,1744,73,3,{"$f":"Daten!F1773","v":0},{"$f":"Daten!G1773","v":0},null,null,0,0,0,0,0,0]
[null,1745,73,3,{"$f":"Daten!F1774","v":0},{"$f":"Daten!G1774","v":0},null,null,0,0,0,0,0,0]
[null,1746,73,3,{"$f":"Daten!F1775","v":0},{"$f":"Daten!G1775","v":0},null,null,0,0,0,0,0,0]
[null,1747,73,3,{"$f":"Daten!F1776","v":0},{"$f":"Daten!G1776","v":0},null,null,0,0,0,0,0,0]
[null,1748,73,3,{"$f":"Daten!F1777","v":0},{"$f":"Daten!G1777","v":0},null,null,0,0,0,0,0,0]
[null,1749,73,3,{"$f":"Daten!F1778","v":0},{"$f":"Daten!G1778","v":0},null,null,0,0,0,0,0,0]
[null,1750,73,3,{"$f":"Daten!F1779","v":0},{"$f":"Daten!G1779","v":0},null,null,0,0,0,0,0,0]
[null,1751,73,3,{"$f":"Daten!F1780","v":0},{"$f":"Daten!G1780","v":0},null,null,0,0,0,0,0,0]
[null,1752,73,3,{"$f":"Daten!F1781","v":0},{"$f":"Daten!G1781","v":0},null,null,0,0,0,0,0,0]
[null,1753,74,3,{"$f":"Daten!F1782","v":0},{"$f":"Daten!G1782","v":0},null,null,0,0,0,0,0,0]
[null,1754,74,3,{"$f":"Daten!F1783","v":0},{"$f":"Daten!G1783","v":0},null,null,0,0,0,0,0,0]
[null,1755,74,3,{"$f":"Daten!F1784","v":0},{"$f":"Daten!G1784","v":0},null,null,0,0,0,0,0,0]
[null,1756,74,3,{"$f":"Daten!F1785","v":0},{"$f":"Daten!G1785","v":0},null,null,0,0,0,0,0,0]
[null,1757,74,3,{"$f":"Daten!F1786","v":0},{"$f":"Daten!G1786","v":0},null,null,0,0,0,0,0,0]
[null,1758,74,3,{"$f":"Daten!F1787","v":0},{"$f":"Daten!G1787","v":0},null,null,0,0,0,0,0,0]
[null,1759,74,3,{"$f":"Daten!F1788","v":0},{"$f":"Daten!G1788","v":0},null,null,0,0,0,0,0,0]
[null,1760,74,3,{"$f":"Daten!F1789","v":0},{"$f":"Daten!G1789","v":0},null,null,0,0,0,0,0,0]
[null,1761,74,3,{"$f":"Daten!F1790","v":0},{"$f":"Daten!G1790","v":0},null,null,0,0,0,0,0,0]
[null,1762,74,3,{"$f":"Daten!F1791","v":0},{"$f":"Daten!G1791","v":0},null,null,0,0,0,0,0,0]
[null,1763,74,3,{"$f":"Daten!F1792","v":0},{"$f":"Daten!G1792","v":0},null,null,0,0,0,0,0,0]
[null,1764,74,3,{"$f":"Daten!F1793","v":0},{"$f":"Daten!G1793","v":0},null,null,0,0,0,0,0,0]
[null,1765,74,3,{"$f":"Daten!F1794","v":0},{"$f":"Daten!G1794","v":0},null,null,0,0,0,0,0,0]
[null,1766,74,3,{"$f":"Daten!F1795","v":0},{"$f":"Daten!G1795","v":0},null,null,0,0,0,0,0,0]
[null,1767,74,3,{"$f":"Daten!F1796","v":0},{"$f":"Daten!G1796","v":0},null,null,0,0,0,0,0,0]
[null,1768,74,3,{"$f":"Daten!F1797","v":0},{"$f":"Daten!G1797","v":0},null,null,0,0,0,0,0,0]
[null,1769,74,3,{"$f":"Daten!F1798","v":0},{"$f":"Daten!G1798","v":0},null,null,0,0,0,0,0,0]
[null,1770,74,3,{"$f":"Daten!F1799","v":0},{"$f":"Daten!G1799","v":0},null,null,0,0,0,0,0,0]
[null,1771,74,3,{"$f":"Daten!F1800","v":0},{"$f":"Daten!G1800","v":0},null,null,0,0,0,0,0,0]
[null,1772,74,3,{"$f":"Daten!F1801","v":0},{"$f":"Daten!G1801","v":0},null,null,0,0,0,0,0,0]
[null,1773,74,3,{"$f":"Daten!F1802","v":0},{"$f":"Daten!G1802","v":0},null,null,0,0,0,0,0,0]
[null,1774,74,3,{"$f":"Daten!F1803","v":0},{"$f":"Daten!G1803","v":0},null,null,0,0,0,0,0,0]
[null,1775,74,3,{"$f":"Daten!F1804","v":0},{"$f":"Daten!G1804","v":0},null,null,0,0,0,0,0,0]
[null,1776,74,3,{"$f":"Daten!F1805","v":0},{"$f":"Daten!G1805","v":0},null,null,0,0,0,0,0,0]
[null,1777,75,3,{"$f":"Daten!F1806","v":0},{"$f":"Daten!G1806","v":0},null,null,0,0,0,0,0,0]
[null,1778,75,3,{"$f":"Daten!F1807","v":0},{"$f":"Daten!G1807","v":0},null,null,0,0,0,0,0,0]
[null,1779,75,3,{"$f":"Daten!F1808","v":0},{"$f":"Daten!G1808","v":0},null,null,0,0,0,0,0,0]
[null,1780,75,3,{"$f":"Daten!F1809","v":0},{"$f":"Daten!G1809","v":0},null,null,0,0,0,0,0,0]
[null,1781,75,3,{"$f":"Daten!F1810","v":0},{"$f":"Daten!G1810","v":0},null,null,0,0,0,0,0,0]
[null,1782,75,3,{"$f":"Daten!F1811","v":0},{"$f":"Daten!G1811","v":0},null,null,0,0,0,0,0,0]
[null,1783,75,3,{"$f":"Daten!F1812","v":0},{"$f":"Daten!G1812","v":0},null,null,0,0,0,0,0,0]
[null,1784,75,3,{"$f":"Daten!F1813","v":0},{"$f":"Daten!G1813","v":0},null,null,0,0,0,0,0,0]
[null,1785,75,3,{"$f":"Daten!F1814","v":0},{"$f":"Daten!G1814","v":0},null,null,0,0,0,0,0,0]
[null,1786,75,3,{"$f":"Daten!F1815","v":0},{"$f":"Daten!G1815","v":0},null,null,0,0,0,0,0,0]
[null,1787,75,3,{"$f":"Daten!F1816","v":0},{"$f":"Daten!G1816","v":0},null,null,0,0,0,0,0,0]
[null,1788,75,3,{"$f":"Daten!F1817","v":0},{"$f":"Daten!G1817","v":0},null,null,0,0,0,0,0,0]
[null,1789,75,3,{"$f":"Daten!F1818","v":0},{"$f":"Daten!G1818","v":0},null,null,0,0,0,0,0,0]
[null,1790,75,3,{"$f":"Daten!F1819","v":0},{"$f":"Daten!G1819","v":0},null,null,0,0,0,0,0,0]
[null,1791,75,3,{"$f":"Daten!F1820","v":0},{"$f":"Daten!G1820","v":0},null,null,0,0,0,0,0,0]
[null,1792,75,3,{"$f":"Daten!F1821","v":0},{"$f":"Daten!G1821","v":0},null,null,0,0,0,0,0,0]
[null,1793,75,3,{"$f":"Daten!F1822","v":0},{"$f":"Daten!G1822","v":0},null,null,0,{"$f":"MIN(E1809,F1809+I1809)","v":0},{"$f":"E1809-J1809","v":0},{"$f":"MIN((F1809-J1809),BatteriespeicherWh-I1809)","v":0},0,{"$f":"IF(L1809>0,I1809+L1809*Wirkungsgrad,I1809+L1809)","v":0}]
[null,1794,{"$f":"CEILING(B1810/24,1)","v":75},{"$f":"MONTH(C1810)","v":3},{"$f":"Daten!F1823","v":0},{"$f":"Daten!G1823","v":0},null,null,{"$f":"N1809","v":0},0,0,0,{"$f":"F1810-(J1810+L1810)","v":0},0]
[null,1795,75,3,{"$f":"Daten!F1824","v":0},{"$f":"Daten!G1824","v":0},null,null,0,0,0,0,0,0]
[null,1796,75,3,{"$f":"Daten!F1825","v":0},{"$f":"Daten!G1825","v":0},null,null,0,0,0,0,0,0]
[null,1797,75,3,{"$f":"Daten!F1826","v":0},{"$f":"Daten!G1826","v":0},null,null,0,0,0,0,0,0]
[null,1798,75,3,{"$f":"Daten!F1827","v":0},{"$f":"Daten!G1827","v":0},null,null,0,0,0,0,0,0]
[null,1799,75,3,{"$f":"Daten!F1828","v":0},{"$f":"Daten!G1828","v":0},null,null,0,0,0,0,0,0]
[null,1800,75,3,{"$f":"Daten!F1829","v":0},{"$f":"Daten!G1829","v":0},null,null,0,0,0,0,0,0]
[null,1801,76,3,{"$f":"Daten!F1830","v":0},{"$f":"Daten!G1830","v":0},null,null,0,0,0,0,0,0]
[null,1802,76,3,{"$f":"Daten!F1831","v":0},{"$f":"Daten!G1831","v":0},null,null,0,0,0,0,0,0]
[null,1803,76,3,{"$f":"Daten!F1832","v":0},{"$f":"Daten!G1832","v":0},null,null,0,0,0,0,0,0]
[null,1804,76,3,{"$f":"Daten!F1833","v":0},{"$f":"Daten!G1833","v":0},null,null,0,0,0,0,0,0]
[null,1805,76,3,{"$f":"Daten!F1834","v":0},{"$f":"Daten!G1834","v":0},null,null,0,0,0,0,0,0]
[null,1806,76,3,{"$f":"Daten!F1835","v":0},{"$f":"Daten!G1835","v":0},null,null,0,0,0,0,0,0]
[null,1807,76,3,{"$f":"Daten!F1836","v":0},{"$f":"Daten!G1836","v":0},null,null,0,0,0,0,0,0]
[null,1808,76,3,{"$f":"Daten!F1837","v":0},{"$f":"Daten!G1837","v":0},null,null,0,0,0,0,0,0]
[null,1809,76,3,{"$f":"Daten!F1838","v":0},{"$f":"Daten!G1838","v":0},null,null,0,0,0,0,0,0]
[null,1810,76,3,{"$f":"Daten!F1839","v":0},{"$f":"Daten!G1839","v":0},null,null,0,0,0,0,0,0]
[null,1811,76,3,{"$f":"Daten!F1840","v":0},{"$f":"Daten!G1840","v":0},null,null,0,0,0,0,0,0]
[null,1812,76,3,{"$f":"Daten!F1841","v":0},{"$f":"Daten!G1841","v":0},null,null,0,0,0,0,0,0]
[null,1813,76,3,{"$f":"Daten!F1842","v":0},{"$f":"Daten!G1842","v":0},null,null,0,0,0,0,0,0]
[null,1814,76,3,{"$f":"Daten!F1843","v":0},{"$f":"Daten!G1843","v":0},null,null,0,0,0,0,0,0]
[null,1815,76,3,{"$f":"Daten!F1844","v":0},{"$f":"Daten!G1844","v":0},null,null,0,0,0,0,0,0]
[null,1816,76,3,{"$f":"Daten!F1845","v":0},{"$f":"Daten!G1845","v":0},null,null,0,0,0,0,0,0]
[null,1817,76,3,{"$f":"Daten!F1846","v":0},{"$f":"Daten!G1846","v":0},null,null,0,0,0,0,0,0]
[null,1818,76,3,{"$f":"Daten!F1847","v":0},{"$f":"Daten!G1847","v":0},null,null,0,0,0,0,0,0]
[null,1819,76,3,{"$f":"Daten!F1848","v":0},{"$f":"Daten!G1848","v":0},null,null,0,0,0,0,0,0]
[null,1820,76,3,{"$f":"Daten!F1849","v":0},{"$f":"Daten!G1849","v":0},null,null,0,0,0,0,0,0]
[null,1821,76,3,{"$f":"Daten!F1850","v":0},{"$f":"Daten!G1850","v":0},null,null,0,0,0,0,0,0]
[null,1822,76,3,{"$f":"Daten!F1851","v":0},{"$f":"Daten!G1851","v":0},null,null,0,0,0,0,0,0]
[null,1823,76,3,{"$f":"Daten!F1852","v":0},{"$f":"Daten!G1852","v":0},null,null,0,0,0,0,0,0]
[null,1824,76,3,{"$f":"Daten!F1853","v":0},{"$f":"Daten!G1853","v":0},null,null,0,0,0,0,0,0]
[null,1825,77,3,{"$f":"Daten!F1854","v":0},{"$f":"Daten!G1854","v":0},null,null,0,0,0,0,0,0]
[null,1826,77,3,{"$f":"Daten!F1855","v":0},{"$f":"Daten!G1855","v":0},null,null,0,0,0,0,0,0]
[null,1827,77,3,{"$f":"Daten!F1856","v":0},{"$f":"Daten!G1856","v":0},null,null,0,0,0,0,0,0]
[null,1828,77,3,{"$f":"Daten!F1857","v":0},{"$f":"Daten!G1857","v":0},null,null,0,0,0,0,0,0]
[null,1829,77,3,{"$f":"Daten!F1858","v":0},{"$f":"Daten!G1858","v":0},null,null,0,0,0,0,0,0]
[null,1830,77,3,{"$f":"Daten!F1859","v":0},{"$f":"Daten!G1859","v":0},null,null,0,0,0,0,0,0]
[null,1831,77,3,{"$f":"Daten!F1860","v":0},{"$f":"Daten!G1860","v":0},null,null,0,0,0,0,0,0]
[null,1832,77,3,{"$f":"Daten!F1861","v":0},{"$f":"Daten!G1861","v":0},null,null,0,0,0,0,0,0]
[null,1833,77,3,{"$f":"Daten!F1862","v":0},{"$f":"Daten!G1862","v":0},null,null,0,0,0,0,0,0]
[null,1834,77,3,{"$f":"Daten!F1863","v":0},{"$f":"Daten!G1863","v":0},null,null,0,0,0,0,0,0]
[null,1835,77,3,{"$f":"Daten!F1864","v":0},{"$f":"Daten!G1864","v":0},null,null,0,0,0,0,0,0]
[null,1836,77,3,{"$f":"Daten!F1865","v":0},{"$f":"Daten!G1865","v":0},null,null,0,0,0,0,0,0]
[null,1837,77,3,{"$f":"Daten!F1866","v":0},{"$f":"Daten!G1866","v":0},null,null,0,0,0,0,0,0]
[null,1838,77,3,{"$f":"Daten!F1867","v":0},{"$f":"Daten!G1867","v":0},null,null,0,0,0,0,0,0]
[null,1839,77,3,{"$f":"Daten!F1868","v":0},{"$f":"Daten!G1868","v":0},null,null,0,0,0,0,0,0]
[null,1840,77,3,{"$f":"Daten!F1869","v":0},{"$f":"Daten!G1869","v":0},null,null,0,0,0,0,0,0]
[null,1841,77,3,{"$f":"Daten!F1870","v":0},{"$f":"Daten!G1870","v":0},null,null,0,0,0,0,0,0]
[null,1842,77,3,{"$f":"Daten!F1871","v":0},{"$f":"Daten!G1871","v":0},null,null,0,0,0,0,0,0]
[null,1843,77,3,{"$f":"Daten!F1872","v":0},{"$f":"Daten!G1872","v":0},null,null,0,0,0,0,0,0]
[null,1844,77,3,{"$f":"Daten!F1873","v":0},{"$f":"Daten!G1873","v":0},null,null,0,0,0,0,0,0]
[null,1845,77,3,{"$f":"Daten!F1874","v":0},{"$f":"Daten!G1874","v":0},null,null,0,0,0,0,0,0]
[null,1846,77,3,{"$f":"Daten!F1875","v":0},{"$f":"Daten!G1875","v":0},null,null,0,0,0,0,0,0]
[null,1847,77,3,{"$f":"Daten!F1876","v":0},{"$f":"Daten!G1876","v":0},null,null,0,0,0,0,0,0]
[null,1848,77,3,{"$f":"Daten!F1877","v":0},{"$f":"Daten!G1877","v":0},null,null,0,0,0,0,0,0]
[null,1849,78,3,{"$f":"Daten!F1878","v":0},{"$f":"Daten!G1878","v":0},null,null,0,0,0,0,0,0]
[null,1850,78,3,{"$f":"Daten!F1879","v":0},{"$f":"Daten!G1879","v":0},null,null,0,0,0,0,0,0]
[null,1851,78,3,{"$f":"Daten!F1880","v":0},{"$f":"Daten!G1880","v":0},null,null,0,0,0,0,0,0]
[null,1852,78,3,{"$f":"Daten!F1881","v":0},{"$f":"Daten!G1881","v":0},null,null,0,0,0,0,0,0]
[null,1853,78,3,{"$f":"Daten!F1882","v":0},{"$f":"Daten!G1882","v":0},null,null,0,0,0,0,0,0]
[null,1854,78,3,{"$f":"Daten!F1883","v":0},{"$f":"Daten!G1883","v":0},null,null,0,0,0,0,0,0]
[null,1855,78,3,{"$f":"Daten!F1884","v":0},{"$f":"Daten!G1884","v":0},null,null,0,0,0,0,0,0]
[null,1856,78,3,{"$f":"Daten!F1885","v":0},{"$f":"Daten!G1885","v":0},null,null,0,0,0,0,0,0]
[null,1857,78,3,{"$f":"Daten!F1886","v":0},{"$f":"Daten!G1886","v":0},null,null,0,{"$f":"MIN(E1873,F1873+I1873)","v":0},{"$f":"E1873-J1873","v":0},{"$f":"MIN((F1873-J1873),BatteriespeicherWh-I1873)","v":0},0,{"$f":"IF(L1873>0,I1873+L1873*Wirkungsgrad,I1873+L1873)","v":0}]
[null,1858,{"$f":"CEILING(B1874/24,1)","v":78},{"$f":"MONTH(C1874)","v":3},{"$f":"Daten!F1887","v":0},{"$f":"Daten!G1887","v":0},null,null,{"$f":"N1873","v":0},0,0,0,{"$f":"F1874-(J1874+L1874)","v":0},0]
[null,1859,78,3,{"$f":"Daten!F1888","v":0},{"$f":"Daten!G1888","v":0},null,null,0,0,0,0,0,0]
[null,1860,78,3,{"$f":"Daten!F1889","v":0},{"$f":"Daten!G1889","v":0},null,null,0,0,0,0,0,0]
[null,1861,78,3,{"$f":"Daten!F1890","v":0},{"$f":"Daten!G1890","v":0},null,null,0,0,0,0,0,0]
[null,1862,78,3,{"$f":"Daten!F1891","v":0},{"$f":"Daten!G1891","v":0},null,null,0,0,0,0,0,0]
[null,1863,78,3,{"$f":"Daten!F1892","v":0},{"$f":"Daten!G1892","v":0},null,null,0,0,0,0,0,0]
[null,1864,78,3,{"$f":"Daten!F1893","v":0},{"$f":"Daten!G1893","v":0},null,null,0,0,0,0,0,0]
[null,1865,78,3,{"$f":"Daten!F1894","v":0},{"$f":"Daten!G1894","v":0},null,null,0,0,0,0,0,0]
[null,1866,78,3,{"$f":"Daten!F1895","v":0},{"$f":"Daten!G1895","v":0},null,null,0,0,0,0,0,0]
[null,1867,78,3,{"$f":"Daten!F1896","v":0},{"$f":"Daten!G1896","v":0},null,null,0,0,0,0,0,0]
[null,1868,78,3,{"$f":"Daten!F1897","v":0},{"$f":"Daten!G1897","v":0},null,null,0,0,0,0,0,0]
[null,1869,78,3,{"$f":"Daten!F1898","v":0},{"$f":"Daten!G1898","v":0},null,null,0,0,0,0,0,0]
[null,1870,78,3,{"$f":"Daten!F1899","v":0},{"$f":"Daten!G1899","v":0},null,null,0,0,0,0,0,0]
[null,1871,78,3,{"$f":"Daten!F1900","v":0},{"$f":"Daten!G1900","v":0},null,null,0,0,0,0,0,0]
[null,1872,78,3,{"$f":"Daten!F1901","v":0},{"$f":"Daten!G1901","v":0},null,null,0,0,0,0,0,0]
[null,1873,79,3,{"$f":"Daten!F1902","v":0},{"$f":"Daten!G1902","v":0},null,null,0,0,0,0,0,0]
[null,1874,79,3,{"$f":"Daten!F1903","v":0},{"$f":"Daten!G1903","v":0},null,null,0,0,0,0,0,0]
[null,1875,79,3,{"$f":"Daten!F1904","v":0},{"$f":"Daten!G1904","v":0},null,null,0,0,0,0,0,0]
[null,1876,79,3,{"$f":"Daten!F1905","v":0},{"$f":"Daten!G1905","v":0},null,null,0,0,0,0,0,0]
[null,1877,79,3,{"$f":"Daten!F1906","v":0},{"$f":"Daten!G1906","v":0},null,null,0,0,0,0,0,0]
[null,1878,79,3,{"$f":"Daten!F1907","v":0},{"$f":"Daten!G1907","v":0},null,null,0,0,0,0,0,0]
[null,1879,79,3,{"$f":"Daten!F1908","v":0},{"$f":"Daten!G1908","v":0},null,null,0,0,0,0,0,0]
[null,1880,79,3,{"$f":"Daten!F1909","v":0},{"$f":"Daten!G1909","v":0},null,null,0,0,0,0,0,0]
[null,1881,79,3,{"$f":"Daten!F1910","v":0},{"$f":"Daten!G1910","v":0},null,null,0,0,0,0,0,0]
[null,1882,79,3,{"$f":"Daten!F1911","v":0},{"$f":"Daten!G1911","v":0},null,null,0,0,0,0,0,0]
[null,1883,79,3,{"$f":"Daten!F1912","v":0},{"$f":"Daten!G1912","v":0},null,null,0,0,0,0,0,0]
[null,1884,79,3,{"$f":"Daten!F1913","v":0},{"$f":"Daten!G1913","v":0},null,null,0,0,0,0,0,0]
[null,1885,79,3,{"$f":"Daten!F1914","v":0},{"$f":"Daten!G1914","v":0},null,null,0,0,0,0,0,0]
[null,1886,79,3,{"$f":"Daten!F1915","v":0},{"$f":"Daten!G1915","v":0},null,null,0,0,0,0,0,0]
[null,1887,79,3,{"$f":"Daten!F1916","v":0},{"$f":"Daten!G1916","v":0},null,null,0,0,0,0,0,0]
[null,1888,79,3,{"$f":"Daten!F1917","v":0},{"$f":"Daten!G1917","v":0},null,null,0,0,0,0,0,0]
[null,1889,79,3,{"$f":"Daten!F1918","v":0},{"$f":"Daten!G1918","v":0},null,null,0,0,0,0,0,0]
[null,1890,79,3,{"$f":"Daten!F1919","v":0},{"$f":"Daten!G1919","v":0},null,null,0,0,0,0,0,0]
[null,1891,79,3,{"$f":"Daten!F1920","v":0},{"$f":"Daten!G1920","v":0},null,null,0,0,0,0,0,0]
[null,1892,79,3,{"$f":"Daten!F1921","v":0},{"$f":"Daten!G1921","v":0},null,null,0,0,0,0,0,0]
[null,1893,79,3,{"$f":"Daten!F1922","v":0},{"$f":"Daten!G1922","v":0},null,null,0,0,0,0,0,0]
[null,1894,79,3,{"$f":"Daten!F1923","v":0},{"$f":"Daten!G1923","v":0},null,null,0,0,0,0,0,0]
[null,1895,79,3,{"$f":"Daten!F1924","v":0},{"$f":"Daten!G1924","v":0},null,null,0,0,0,0,0,0]
[null,1896,79,3,{"$f":"Daten!F1925","v":0},{"$f":"Daten!G1925","v":0},null,null,0,0,0,0,0,0]
[null,1897,80,3,{"$f":"Daten!F1926","v":0},{"$f":"Daten!G1926","v":0},null,null,0,0,0,0,0,0]
[null,1898,80,3,{"$f":"Daten!F1927","v":0},{"$f":"Daten!G1927","v":0},null,null,0,0,0,0,0,0]
[null,1899,80,3,{"$f":"Daten!F1928","v":0},{"$f":"Daten!G1928","v":0},null,null,0,0,0,0,0,0]
[null,1900,80,3,{"$f":"Daten!F1929","v":0},{"$f":"Daten!G1929","v":0},null,null,0,0,0,0,0,0]
[null,1901,80,3,{"$f":"Daten!F1930","v":0},{"$f":"Daten!G1930","v":0},null,null,0,0,0,0,0,0]
[null,1902,80,3,{"$f":"Daten!F1931","v":0},{"$f":"Daten!G1931","v":0},null,null,0,0,0,0,0,0]
[null,1903,80,3,{"$f":"Daten!F1932","v":0},{"$f":"Daten!G1932","v":0},null,null,0,0,0,0,0,0]
[null,1904,80,3,{"$f":"Daten!F1933","v":0},{"$f":"Daten!G1933","v":0},null,null,0,0,0,0,0,0]
[null,1905,80,3,{"$f":"Daten!F1934","v":0},{"$f":"Daten!G1934","v":0},null,null,0,0,0,0,0,0]
[null,1906,80,3,{"$f":"Daten!F1935","v":0},{"$f":"Daten!G1935","v":0},null,null,0,0,0,0,0,0]
[null,1907,80,3,{"$f":"Daten!F1936","v":0},{"$f":"Daten!G1936","v":0},null,null,0,0,0,0,0,0]
[null,1908,80,3,{"$f":"Daten!F1937","v":0},{"$f":"Daten!G1937","v":0},null,null,0,0,0,0,0,0]
[null,1909,80,3,{"$f":"Daten!F1938","v":0},{"$f":"Daten!G1938","v":0},null,null,0,0,0,0,0,0]
[null,1910,80,3,{"$f":"Daten!F1939","v":0},{"$f":"Daten!G1939","v":0},null,null,0,0,0,0,0,0]
[null,1911,80,3,{"$f":"Daten!F1940","v":0},{"$f":"Daten!G1940","v":0},null,null,0,0,0,0,0,0]
[null,1912,80,3,{"$f":"Daten!F1941","v":0},{"$f":"Daten!G1941","v":0},null,null,0,0,0,0,0,0]
[null,1913,80,3,{"$f":"Daten!F1942","v":0},{"$f":"Daten!G1942","v":0},null,null,0,0,0,0,0,0]
[null,1914,80,3,{"$f":"Daten!F1943","v":0},{"$f":"Daten!G1943","v":0},null,null,0,0,0,0,0,0]
[null,1915,80,3,{"$f":"Daten!F1944","v":0},{"$f":"Daten!G1944","v":0},null,null,0,0,0,0,0,0]
[null,1916,80,3,{"$f":"Daten!F1945","v":0},{"$f":"Daten!G1945","v":0},null,null,0,0,0,0,0,0]
[null,1917,80,3,{"$f":"Daten!F1946","v":0},{"$f":"Daten!G1946","v":0},null,null,0,0,0,0,0,0]
[null,1918,80,3,{"$f":"Daten!F1947","v":0},{"$f":"Daten!G1947","v":0},null,null,0,0,0,0,0,0]
[null,1919,80,3,{"$f":"Daten!F1948","v":0},{"$f":"Daten!G1948","v":0},null,null,0,0,0,0,0,0]
[null,1920,80,3,{"$f":"Daten!F1949","v":0},{"$f":"Daten!G1949","v":0},null,null,0,0,0,0,0,0]
[null,1921,81,3,{"$f":"Daten!F1950","v":0},{"$f":"Daten!G1950","v":0},null,null,0,{"$f":"MIN(E1937,F1937+I1937)","v":0},{"$f":"E1937-J1937","v":0},{"$f":"MIN((F1937-J1937),BatteriespeicherWh-I1937)","v":0},0,{"$f":"IF(L1937>0,I1937+L1937*Wirkungsgrad,I1937+L1937)","v":0}]
[null,1922,{"$f":"CEILING(B1938/24,1)","v":81},{"$f":"MONTH(C1938)","v":3},{"$f":"Daten!F1951","v":0},{"$f":"Daten!G1951","v":0},null,null,{"$f":"N1937","v":0},0,0,0,{"$f":"F1938-(J1938+L1938)","v":0},0]
[null,1923,81,3,{"$f":"Daten!F1952","v":0},{"$f":"Daten!G1952","v":0},null,null,0,0,0,0,0,0]
[null,1924,81,3,{"$f":"Daten!F1953","v":0},{"$f":"Daten!G1953","v":0},null,null,0,0,0,0,0,0]
[null,1925,81,3,{"$f":"Daten!F1954","v":0},{"$f":"Daten!G1954","v":0},null,null,0,0,0,0,0,0]
[null,1926,81,3,{"$f":"Daten!F1955","v":0},{"$f":"Daten!G1955","v":0},null,null,0,0,0,0,0,0]
[null,1927,81,3,{"$f":"Daten!F1956","v":0},{"$f":"Daten!G1956","v":0},null,null,0,0,0,0,0,0]
[null,1928,81,3,{"$f":"Daten!F1957","v":0},{"$f":"Daten!G1957","v":0},null,null,0,0,0,0,0,0]
[null,1929,81,3,{"$f":"Daten!F1958","v":0},{"$f":"Daten!G1958","v":0},null,null,0,0,0,0,0,0]
[null,1930,81,3,{"$f":"Daten!F1959","v":0},{"$f":"Daten!G1959","v":0},null,null,0,0,0,0,0,0]
[null,1931,81,3,{"$f":"Daten!F1960","v":0},{"$f":"Daten!G1960","v":0},null,null,0,0,0,0,0,0]
[null,1932,81,3,{"$f":"Daten!F1961","v":0},{"$f":"Daten!G1961","v":0},null,null,0,0,0,0,0,0]
[null,1933,81,3,{"$f":"Daten!F1962","v":0},{"$f":"Daten!G1962","v":0},null,null,0,0,0,0,0,0]
[null,1934,81,3,{"$f":"Daten!F1963","v":0},{"$f":"Daten!G1963","v":0},null,null,0,0,0,0,0,0]
[null,1935,81,3,{"$f":"Daten!F1964","v":0},{"$f":"Daten!G1964","v":0},null,null,0,0,0,0,0,0]
[null,1936,81,3,{"$f":"Daten!F1965","v":0},{"$f":"Daten!G1965","v":0},null,null,0,0,0,0,0,0]
[null,1937,81,3,{"$f":"Daten!F1966","v":0},{"$f":"Daten!G1966","v":0},null,null,0,0,0,0,0,0]
[null,1938,81,3,{"$f":"Daten!F1967","v":0},{"$f":"Daten!G1967","v":0},null,null,0,0,0,0,0,0]
[null,1939,81,3,{"$f":"Daten!F1968","v":0},{"$f":"Daten!G1968","v":0},null,null,0,0,0,0,0,0]
[null,1940,81,3,{"$f":"Daten!F1969","v":0},{"$f":"Daten!G1969","v":0},null,null,0,0,0,0,0,0]
[null,1941,81,3,{"$f":"Daten!F1970","v":0},{"$f":"Daten!G1970","v":0},null,null,0,0,0,0,0,0]
[null,1942,81,3,{"$f":"Daten!F1971","v":0},{"$f":"Daten!G1971","v":0},null,null,0,0,0,0,0,0]
[null,1943,81,3,{"$f":"Daten!F1972","v":0},{"$f":"Daten!G1972","v":0},null,null,0,0,0,0,0,0]
[null,1944,81,3,{"$f":"Daten!F1973","v":0},{"$f":"Daten!G1973","v":0},null,null,0,0,0,0,0,0]
[null,1945,82,3,{"$f":"Daten!F1974","v":0},{"$f":"Daten!G1974","v":0},null,null,0,0,0,0,0,0]
[null,1946,82,3,{"$f":"Daten!F1975","v":0},{"$f":"Daten!G1975","v":0},null,null,0,0,0,0,0,0]
[null,1947,82,3,{"$f":"Daten!F1976","v":0},{"$f":"Daten!G1976","v":0},null,null,0,0,0,0,0,0]
[null,1948,82,3,{"$f":"Daten!F1977","v":0},{"$f":"Daten!G1977","v":0},null,null,0,0,0,0,0,0]
[null,1949,82,3,{"$f":"Daten!F1978","v":0},{"$f":"Daten!G1978","v":0},null,null,0,0,0,0,0,0]
[null,1950,82,3,{"$f":"Daten!F1979","v":0},{"$f":"Daten!G1979","v":0},null,null,0,0,0,0,0,0]
[null,1951,82,3,{"$f":"Daten!F1980","v":0},{"$f":"Daten!G1980","v":0},null,null,0,0,0,0,0,0]
[null,1952,82,3,{"$f":"Daten!F1981","v":0},{"$f":"Daten!G1981","v":0},null,null,0,0,0,0,0,0]
[null,1953,82,3,{"$f":"Daten!F1982","v":0},{"$f":"Daten!G1982","v":0},null,null,0,0,0,0,0,0]
[null,1954,82,3,{"$f":"Daten!F1983","v":0},{"$f":"Daten!G1983","v":0},null,null,0,0,0,0,0,0]
[null,1955,82,3,{"$f":"Daten!F1984","v":0},{"$f":"Daten!G1984","v":0},null,null,0,0,0,0,0,0]
[null,1956,82,3,{"$f":"Daten!F1985","v":0},{"$f":"Daten!G1985","v":0},null,null,0,0,0,0,0,0]
[null,1957,82,3,{"$f":"Daten!F1986","v":0},{"$f":"Daten!G1986","v":0},null,null,0,0,0,0,0,0]
[null,1958,82,3,{"$f":"Daten!F1987","v":0},{"$f":"Daten!G1987","v":0},null,null,0,0,0,0,0,0]
[null,1959,82,3,{"$f":"Daten!F1988","v":0},{"$f":"Daten!G1988","v":0},null,null,0,0,0,0,0,0]
[null,1960,82,3,{"$f":"Daten!F1989","v":0},{"$f":"Daten!G1989","v":0},null,null,0,0,0,0,0,0]
[null,1961,82,3,{"$f":"Daten!F1990","v":0},{"$f":"Daten!G1990","v":0},null,null,0,0,0,0,0,0]
[null,1962,82,3,{"$f":"Daten!F1991","v":0},{"$f":"Daten!G1991","v":0},null,null,0,0,0,0,0,0]
[null,1963,82,3,{"$f":"Daten!F1992","v":0},{"$f":"Daten!G1992","v":0},null,null,0,0,0,0,0,0]
[null,1964,82,3,{"$f":"Daten!F1993","v":0},{"$f":"Daten!G1993","v":0},null,null,0,0,0,0,0,0]
[null,1965,82,3,{"$f":"Daten!F1994","v":0},{"$f":"Daten!G1994","v":0},null,null,0,0,0,0,0,0]
[null,1966,82,3,{"$f":"Daten!F1995","v":0},{"$f":"Daten!G1995","v":0},null,null,0,0,0,0,0,0]
[null,1967,82,3,{"$f":"Daten!F1996","v":0},{"$f":"Daten!G1996","v":0},null,null,0,0,0,0,0,0]
[null,1968,82,3,{"$f":"Daten!F1997","v":0},{"$f":"Daten!G1997","v":0},null,null,0,0,0,0,0,0]
[null,1969,83,3,{"$f":"Daten!F1998","v":0},{"$f":"Daten!G1998","v":0},null,null,0,0,0,0,0,0]
[null,1970,83,3,{"$f":"Daten!F1999","v":0},{"$f":"Daten!G1999","v":0},null,null,0,0,0,0,0,0]
[null,1971,83,3,{"$f":"Daten!F2000","v":0},{"$f":"Daten!G2000","v":0},null,null,0,0,0,0,0,0]
[null,1972,83,3,{"$f":"Daten!F2001","v":0},{"$f":"Daten!G2001","v":0},null,null,0,0,0,0,0,0]
[null,1973,83,3,{"$f":"Daten!F2002","v":0},{"$f":"Daten!G2002","v":0},null,null,0,0,0,0,0,0]
[null,1974,83,3,{"$f":"Daten!F2003","v":0},{"$f":"Daten!G2003","v":0},null,null,0,0,0,0,0,0]
[null,1975,83,3,{"$f":"Daten!F2004","v":0},{"$f":"Daten!G2004","v":0},null,null,0,0,0,0,0,0]
[null,1976,83,3,{"$f":"Daten!F2005","v":0},{"$f":"Daten!G2005","v":0},null,null,0,0,0,0,0,0]
[null,1977,83,3,{"$f":"Daten!F2006","v":0},{"$f":"Daten!G2006","v":0},null,null,0,0,0,0,0,0]
[null,1978,83,3,{"$f":"Daten!F2007","v":0},{"$f":"Daten!G2007","v":0},null,null,0,0,0,0,0,0]
[null,1979,83,3,{"$f":"Daten!F2008","v":0},{"$f":"Daten!G2008","v":0},null,null,0,0,0,0,0,0]
[null,1980,83,3,{"$f":"Daten!F2009","v":0},{"$f":"Daten!G2009","v":0},null,null,0,0,0,0,0,0]
[null,1981,83,3,{"$f":"Daten!F2010","v":0},{"$f":"Daten!G2010","v":0},null,null,0,0,0,0,0,0]
[null,1982,83,3,{"$f":"Daten!F2011","v":0},{"$f":"Daten!G2011","v":0},null,null,0,0,0,0,0,0]
[null,1983,83,3,{"$f":"Daten!F2012","v":0},{"$f":"Daten!G2012","v":0},null,null,0,0,0,0,0,0]
[null,1984,83,3,{"$f":"Daten!F2013","v":0},{"$f":"Daten!G2013","v":0},null,null,0,0,0,0,0,0]
[null,1985,83,3,{"$f":"Daten!F2014","v":0},{"$f":"Daten!G2014","v":0},null,null,0,{"$f":"MIN(E2001,F2001+I2001)","v":0},{"$f":"E2001-J2001","v":0},{"$f":"MIN((F2001-J2001),BatteriespeicherWh-I2001)","v":0},0,{"$f":"IF(L2001>0,I2001+L2001*Wirkungsgrad,I2001+L2001)","v":0}]
[null,1989,83,3,{"$f":"Daten!F2018","v":0},{"$f":"Daten!G2018","v":0},null,null,0,0,0,0,0,0]
[null,1992,83,3,{"$f":"Daten!F2021","v":0},{"$f":"Daten!G2021","v":0},null,null,0,0,0,0,0,0]
[null,1996,84,3,{"$f":"Daten!F2025","v":0},{"$f":"Daten!G2025","v":0},null,null,0,0,0,0,0,0]
[null,1999,84,3,{"$f":"Daten!F2028","v":0},{"$f":"Daten!G2028","v":0},null,null,0,0,0,0,0,0]
[null,2002,84,3,{"$f":"Daten!F2031","v":0},{"$f":"Daten!G2031","v":0},null,null,0,0,0,0,0,0]
[null,2003,84,3,{"$f":"Daten!F2032","v":0},{"$f":"Daten!G2032","v":0},null,null,0,0,0,0,0,0]
[null,2006,84,3,{"$f":"Daten!F2035","v":0},{"$f":"Daten!G2035","v":0},null,null,0,0,0,0,0,0]
[null,2011,84,3,{"$f":"Daten!F2040","v":0},{"$f":"Daten!G2040","v":0},null,null,0,0,0,0,0,0]
[null,2014,84,3,{"$f":"Daten!F2043","v":0},{"$f":"Daten!G2043","v":0},null,null,0,0,0,0,0,0]
[null,2017,85,3,{"$f":"Daten!F2046","v":0},{"$f":"Daten!G2046","v":0},null,null,0,0,0,0,0,0]
[null,2021,85,3,{"$f":"Daten!F2050","v":0},{"$f":"Daten!G2050","v":0},null,null,0,0,0,0,0,0]
[null,2024,85,3,{"$f":"Daten!F2053","v":0},{"$f":"Daten!G2053","v":0},null,null,0,0,0,0,0,0]
[null,2027,85,3,{"$f":"Daten!F2056","v":0},{"$f":"Daten!G2056","v":0},null,null,0,0,0,0,0,0]
[null,2031,85,3,{"$f":"Daten!F2060","v":0},{"$f":"Daten!G2060","v":0},null,null,0,0,0,0,0,0]
[null,2032,85,3,{"$f":"Daten!F2061","v":0},{"$f":"Daten!G2061","v":0},null,null,0,0,0,0,0,0]
[null,2036,85,3,{"$f":"Daten!F2065","v":0},{"$f":"Daten!G2065","v":0},null,null,0,0,0,0,0,0]
[null,2039,85,3,{"$f":"Daten!F2068","v":0},{"$f":"Daten!G2068","v":0},null,null,0,0,0,0,0,0]
[null,2042,86,3,{"$f":"Daten!F2071","v":0},{"$f":"Daten!G2071","v":0},null,null,0,0,0,0,0,0]
[null,2046,86,3,{"$f":"Daten!F2075","v":0},{"$f":"Daten!G2075","v":0},null,null,0,0,0,0,0,0]
[null,2049,86,3,{"$f":"Daten!F2078","v":0},{"$f":"Daten!G2078","v":0},null,null,0,{"$f":"MIN(E2065,F2065+I2065)","v":0},{"$f":"E2065-J2065","v":0},{"$f":"MIN((F2065-J2065),BatteriespeicherWh-I2065)","v":0},0,{"$f":"IF(L2065>0,I2065+L2065*Wirkungsgrad,I2065+L2065)","v":0}]
[null,2052,86,3,{"$f":"Daten!F2081","v":0},{"$f":"Daten!G2081","v":0},null,null,0,0,0,0,0,0]
[null,2054,86,3,{"$f":"Daten!F2083","v":0},{"$f":"Daten!G2083","v":0},null,null,0,0,0,0,0,0]
[null,2057,86,3,{"$f":"Daten!F2086","v":0},{"$f":"Daten!G2086","v":0},null,null,0,0,0,0,0,0]
[null,2061,86,3,{"$f":"Daten!F2090","v":0},{"$f":"Daten!G2090","v":0},null,null,0,0,0,0,0,0]
[null,2064,86,3,{"$f":"Daten!F2093","v":0},{"$f":"Daten!G2093","v":0},null,null,0,0,0,0,0,0]
[null,2067,87,3,{"$f":"Daten!F2096","v":0},{"$f":"Daten!G2096","v":0},null,null,0,0,0,0,0,0]
[null,2071,87,3,{"$f":"Daten!F2100","v":0},{"$f":"Daten!G2100","v":0},null,null,0,0,0,0,0,0]
[null,2073,87,3,{"$f":"Daten!F2102","v":0},{"$f":"Daten!G2102","v":0},null,null,0,0,0,0,0,0]
[null,2076,87,3,{"$f":"Daten!F2105","v":0},{"$f":"Daten!G2105","v":0},null,null,0,0,0,0,0,0]
[null,2079,87,3,{"$f":"Daten!F2108","v":0},{"$f":"Daten!G2108","v":0},null,null,0,0,0,0,0,0]
[null,2082,87,3,{"$f":"Daten!F2111","v":0},{"$f":"Daten!G2111","v":0},null,null,0,0,0,0,0,0]
[null,2086,87,3,{"$f":"Daten!F2115","v":0},{"$f":"Daten!G2115","v":0},null,null,0,0,0,0,0,0]
[null,2089,88,3,{"$f":"Daten!F2118","v":0},{"$f":"Daten!G2118","v":0},null,null,0,0,0,0,0,0]
[null,2092,88,3,{"$f":"Daten!F2121","v":0},{"$f":"Daten!G2121","v":0},null,null,0,0,0,0,0,0]
[null,2096,88,3,{"$f":"Daten!F2125","v":0},{"$f":"Daten!G2125","v":0},null,null,0,0,0,0,0,0]
[null,2098,88,3,{"$f":"Daten!F2127","v":0},{"$f":"Daten!G2127","v":0},null,null,0,0,0,0,0,0]
[null,2101,88,3,{"$f":"Daten!F2130","v":0},{"$f":"Daten!G2130","v":0},null,null,0,0,0,0,0,0]
[null,2104,88,3,{"$f":"Daten!F2133","v":0},{"$f":"Daten!G2133","v":0},null,null,0,0,0,0,0,0]
[null,2107,88,3,{"$f":"Daten!F2136","v":0},{"$f":"Daten!G2136","v":0},null,null,0,0,0,0,0,0]
[null,2111,88,3,{"$f":"Daten!F2140","v":0},{"$f":"Daten!G2140","v":0},null,null,0,0,0,0,0,0]
[null,2114,{"$f":"CEILING(B2130/24,1)","v":89},{"$f":"MONTH(C2130)","v":3},{"$f":"Daten!F2143","v":0},{"$f":"Daten!G2143","v":0},null,null,{"$f":"N2129","v":0},0,0,0,{"$f":"F2130-(J2130+L2130)","v":0},0]
[null,2118,89,3,{"$f":"Daten!F2147","v":0},{"$f":"Daten!G2147","v":0},null,null,0,0,0,0,0,0]
[null,2119,89,3,{"$f":"Daten!F2148","v":0},{"$f":"Daten!G2148","v":0},null,null,0,0,0,0,0,0]
[null,2125,89,3,{"$f":"Daten!F2154","v":0},{"$f":"Daten!G2154","v":0},null,null,0,0,0,0,0,0]
[null,2126,89,3,{"$f":"Daten!F2155","v":0},{"$f":"Daten!G2155","v":0},null,null,0,0,0,0,0,0]
[null,2129,89,3,{"$f":"Daten!F2158","v":0},{"$f":"Daten!G2158","v":0},null,null,0,0,0,0,0,0]
[null,2132,89,3,{"$f":"Daten!F2161","v":0},{"$f":"Daten!G2161","v":0},null,null,0,0,0,0,0,0]
[null,2136,89,3,{"$f":"Daten!F2165","v":0},{"$f":"Daten!G2165","v":0},null,null,0,0,0,0,0,0]
[null,2139,90,3,{"$f":"Daten!F2168","v":0},{"$f":"Daten!G2168","v":0},null,null,0,0,0,0,0,0]
[null,2144,90,3,{"$f":"Daten!F2173","v":0},{"$f":"Daten!G2173","v":0},null,null,0,0,0,0,0,0]
[null,2147,90,3,{"$f":"Daten!F2176","v":0},{"$f":"Daten!G2176","v":0},null,null,0,0,0,0,0,0]
[null,2150,90,3,{"$f":"Daten!F2179","v":0},{"$f":"Daten!G2179","v":0},null,null,0,0,0,0,0,0]
[null,2151,90,3,{"$f":"Daten!F2180","v":0},{"$f":"Daten!G2180","v":0},null,null,0,0,0,0,0,0]
[null,2154,90,3,{"$f":"Daten!F2183","v":0},{"$f":"Daten!G2183","v":0},null,null,0,0,0,0,0,0]
[null,2158,90,3,{"$f":"Daten!F2187","v":0},{"$f":"Daten!G2187","v":0},null,null,0,0,0,0,0,0]
[null,2161,91,3,{"$f":"Daten!F2190","v":0},{"$f":"Daten!G2190","v":0},null,null,0,0,0,0,0,0]
[null,2165,91,3,{"$f":"Daten!F2194","v":0},{"$f":"Daten!G2194","v":0},null,null,0,0,0,0,0,0]
[null,2169,91,3,{"$f":"Daten!F2198","v":0},{"$f":"Daten!G2198","v":0},null,null,0,0,0,0,0,0]
[null,2172,91,3,{"$f":"Daten!F2201","v":0},{"$f":"Daten!G2201","v":0},null,null,0,0,0,0,0,0]
[null,2175,91,3,{"$f":"Daten!F2204","v":0},{"$f":"Daten!G2204","v":0},null,null,0,0,0,0,0,0]
[null,2176,91,3,{"$f":"Daten!F2205","v":0},{"$f":"Daten!G2205","v":0},null,null,0,0,0,0,0,0]
[null,2179,91,3,{"$f":"Daten!F2208","v":0},{"$f":"Daten!G2208","v":0},null,null,0,0,0,0,0,0]
[null,2183,91,3,{"$f":"Daten!F2212","v":0},{"$f":"Daten!G2212","v":0},null,null,0,0,0,0,0,0]
[null,2186,92,4,{"$f":"Daten!F2215","v":0},{"$f":"Daten!G2215","v":0},null,null,0,0,0,0,0,0]
[null,2190,92,4,{"$f":"Daten!F2219","v":0},{"$f":"Daten!G2219","v":0},null,null,0,0,0,0,0,0]
[null,2194,92,4,{"$f":"Daten!F2223","v":0},{"$f":"Daten!G2223","v":0},null,null,0,0,0,0,0,0]
[null,2197,92,4,{"$f":"Daten!F2226","v":0},{"$f":"Daten!G2226","v":0},null,null,0,0,0,0,0,0]
[null,2200,92,4,{"$f":"Daten!F2229","v":0},{"$f":"Daten!G2229","v":0},null,null,0,0,0,0,0,0]
[null,2201,92,4,{"$f":"Daten!F2230","v":0},{"$f":"Daten!G2230","v":0},null,null,0,0,0,0,0,0]
[null,2204,92,4,{"$f":"Daten!F2233","v":0},{"$f":"Daten!G2233","v":0},null,null,0,0,0,0,0,0]
[null,2208,92,4,{"$f":"Daten!F2237","v":0},{"$f":"Daten!G2237","v":0},null,null,0,0,0,0,0,0]
[null,2211,93,4,{"$f":"Daten!F2240","v":0},{"$f":"Daten!G2240","v":0},null,null,0,0,0,0,0,0]
[null,2215,93,4,{"$f":"Daten!F2244","v":0},{"$f":"Daten!G2244","v":0},null,null,0,0,0,0,0,0]
[null,2219,93,4,{"$f":"Daten!F2248","v":0},{"$f":"Daten!G2248","v":0},null,null,0,0,0,0,0,0]
[null,2222,93,4,{"$f":"Daten!F2251","v":0},{"$f":"Daten!G2251","v":0},null,null,0,0,0,0,0,0]
[null,2223,93,4,{"$f":"Daten!F2252","v":0},{"$f":"Daten!G2252","v":0},null,null,0,0,0,0,0,0]
[null,2226,93,4,{"$f":"Daten!F2255","v":0},{"$f":"Daten!G2255","v":0},null,null,0,0,0,0,0,0]
[null,2229,93,4,{"$f":"Daten!F2258","v":0},{"$f":"Daten!G2258","v":0},null,null,0,0,0,0,0,0]
[null,2232,93,4,{"$f":"Daten!F2261","v":0},{"$f":"Daten!G2261","v":0},null,null,0,0,0,0,0,0]
[null,2237,94,4,{"$f":"Daten!F2266","v":0},{"$f":"Daten!G2266","v":0},null,null,0,0,0,0,0,0]
[null,2240,94,4,{"$f":"Daten!F2269","v":0},{"$f":"Daten!G2269","v":0},null,null,0,0,0,0,0,0]
[null,2244,94,4,{"$f":"Daten!F2273","v":0},{"$f":"Daten!G2273","v":0},null,null,0,0,0,0,0,0]
[null,2247,94,4,{"$f":"Daten!F2276","v":0},{"$f":"Daten!G2276","v":0},null,null,0,0,0,0,0,0]
[null,2248,94,4,{"$f":"Daten!F2277","v":0},{"$f":"Daten!G2277","v":0},null,null,0,0,0,0,0,0]
[null,2251,94,4,{"$f":"Daten!F2280","v":0},{"$f":"Daten!G2280","v":0},null,null,0,0,0,0,0,0]
[null,2257,95,4,{"$f":"Daten!F2286","v":0},{"$f":"Daten!G2286","v":0},null,null,0,0,0,0,0,0]
[null,2259,95,4,{"$f":"Daten!F2288","v":0},{"$f":"Daten!G2288","v":0},null,null,0,0,0,0,0,0]
[null,2262,95,4,{"$f":"Daten!F2291","v":0},{"$f":"Daten!G2291","v":0},null,null,0,0,0,0,0,0]
[null,2265,95,4,{"$f":"Daten!F2294","v":0},{"$f":"Daten!G2294","v":0},null,null,0,0,0,0,0,0]
[null,2269,95,4,{"$f":"Daten!F2298","v":0},{"$f":"Daten!G2298","v":0},null,null,0,0,0,0,0,0]
[null,2272,95,4,{"$f":"Daten!F2301","v":0},{"$f":"Daten!G2301","v":0},null,null,0,0,0,0,0,0]
[null,2273,95,4,{"$f":"Daten!F2302","v":0},{"$f":"Daten!G2302","v":0},null,null,0,0,0,0,0,0]
[null,2276,95,4,{"$f":"Daten!F2305","v":0},{"$f":"Daten!G2305","v":0},null,null,0,0,0,0,0,0]
[null,2282,96,4,{"$f":"Daten!F2311","v":0},{"$f":"Daten!G2311","v":0},null,null,0,0,0,0,0,0]
[null,2284,96,4,{"$f":"Daten!F2313","v":0},{"$f":"Daten!G2313","v":0},null,null,0,0,0,0,0,0]
[null,2287,96,4,{"$f":"Daten!F2316","v":0},{"$f":"Daten!G2316","v":0},null,null,0,0,0,0,0,0]
[null,2291,96,4,{"$f":"Daten!F2320","v":0},{"$f":"Daten!G2320","v":0},null,null,0,0,0,0,0,0]
[null,2294,96,4,{"$f":"Daten!F2323","v":0},{"$f":"Daten!G2323","v":0},null,null,0,0,0,0,0,0]
[null,2297,96,4,{"$f":"Daten!F2326","v":0},{"$f":"Daten!G2326","v":0},null,null,0,0,0,0,0,0]
[null,2298,96,4,{"$f":"Daten!F2327","v":0},{"$f":"Daten!G2327","v":0},null,null,0,0,0,0,0,0]
[null,2303,96,4,{"$f":"Daten!F2332","v":0},{"$f":"Daten!G2332","v":0},null,null,0,0,0,0,0,0]
[null,2305,97,4,{"$f":"Daten!F2334","v":0},{"$f":"Daten!G2334","v":0},null,null,0,{"$f":"MIN(E2321,F2321+I2321)","v":0},{"$f":"E2321-J2321","v":0},{"$f":"MIN((F2321-J2321),BatteriespeicherWh-I2321)","v":0},0,{"$f":"IF(L2321>0,I2321+L2321*Wirkungsgrad,I2321+L2321)","v":0}]
[null,2309,97,4,{"$f":"Daten!F2338","v":0},{"$f":"Daten!G2338","v":0},null,null,0,0,0,0,0,0]
[null,2312,97,4,{"$f":"Daten!F2341","v":0},{"$f":"Daten!G2341","v":0},null,null,0,0,0,0,0,0]
[null,2316,97,4,{"$f":"Daten!F2345","v":0},{"$f":"Daten!G2345","v":0},null,null,0,0,0,0,0,0]
[null,2319,97,4,{"$f":"Daten!F2348","v":0},{"$f":"Daten!G2348","v":0},null,null,0,0,0,0,0,0]
[null,2322,97,4,{"$f":"Daten!F2351","v":0},{"$f":"Daten!G2351","v":0},null,null,0,0,0,0,0,0]
[null,2324,97,4,{"$f":"Daten!F2353","v":0},{"$f":"Daten!G2353","v":0},null,null,0,0,0,0,0,0]
[null,2327,97,4,{"$f":"Daten!F2356","v":0},{"$f":"Daten!G2356","v":0},null,null,0,0,0,0,0,0]
[null,2331,98,4,{"$f":"Daten!F2360","v":0},{"$f":"Daten!G2360","v":0},null,null,0,0,0,0,0,0]
[null,2334,98,4,{"$f":"Daten!F2363","v":0},{"$f":"Daten!G2363","v":0},null,null,0,0,0,0,0,0]
[null,2337,98,4,{"$f":"Daten!F2366","v":0},{"$f":"Daten!G2366","v":0},null,null,0,0,0,0,0,0]
[null,2341,98,4,{"$f":"Daten!F2370","v":0},{"$f":"Daten!G2370","v":0},null,null,0,0,0,0,0,0]
[null,2344,98,4,{"$f":"Daten!F2373","v":0},{"$f":"Daten!G2373","v":0},null,null,0,0,0,0,0,0]
[null,2345,98,4,{"$f":"Daten!F2374","v":0},{"$f":"Daten!G2374","v":0},null,null,0,0,0,0,0,0]
[null,2349,98,4,{"$f":"Daten!F2378","v":0},{"$f":"Daten!G2378","v":0},null,null,0,0,0,0,0,0]
[null,2352,98,4,{"$f":"Daten!F2381","v":0},{"$f":"Daten!G2381","v":0},null,null,0,0,0,0,0,0]
[null,2356,99,4,{"$f":"Daten!F2385","v":0},{"$f":"Daten!G2385","v":0},null,null,0,0,0,0,0,0]
[null,2359,99,4,{"$f":"Daten!F2388","v":0},{"$f":"Daten!G2388","v":0},null,null,0,0,0,0,0,0]
[null,2362,99,4,{"$f":"Daten!F2391","v":0},{"$f":"Daten!G2391","v":0},null,null,0,0,0,0,0,0]
[null,2366,99,4,{"$f":"Daten!F2395","v":0},{"$f":"Daten!G2395","v":0},null,null,0,0,0,0,0,0]
[null,2369,99,4,{"$f":"Daten!F2398","v":0},{"$f":"Daten!G2398","v":0},null,null,0,{"$f":"MIN(E2385,F2385+I2385)","v":0},{"$f":"E2385-J2385","v":0},{"$f":"MIN((F2385-J2385),BatteriespeicherWh-I2385)","v":0},0,{"$f":"IF(L2385>0,I2385+L2385*Wirkungsgrad,I2385+L2385)","v":0}]
[null,2370,{"$f":"CEILING(B2386/24,1)","v":99},{"$f":"MONTH(C2386)","v":4},{"$f":"Daten!F2399","v":0},{"$f":"Daten!G2399","v":0},null,null,{"$f":"N2385","v":0},0,0,0,{"$f":"F2386-(J2386+L2386)","v":0},0]
[null,2374,99,4,{"$f":"Daten!F2403","v":0},{"$f":"Daten!G2403","v":0},null,null,0,0,0,0,0,0]
[null,2377,100,4,{"$f":"Daten!F2406","v":0},{"$f":"Daten!G2406","v":0},null,null,0,0,0,0,0,0]
[null,2381,100,4,{"$f":"Daten!F2410","v":0},{"$f":"Daten!G2410","v":0},null,null,0,0,0,0,0,0]
[null,2384,100,4,{"$f":"Daten!F2413","v":0},{"$f":"Daten!G2413","v":0},null,null,0,0,0,0,0,0]
[null,2387,100,4,{"$f":"Daten!F2416","v":0},{"$f":"Daten!G2416","v":0},null,null,0,0,0,0,0,0]
[null,2391,100,4,{"$f":"Daten!F2420","v":0},{"$f":"Daten!G2420","v":0},null,null,0,0,0,0,0,0]
[null,2395,100,4,{"$f":"Daten!F2424","v":0},{"$f":"Daten!G2424","v":0},null,null,0,0,0,0,0,0]
[null,2396,100,4,{"$f":"Daten!F2425","v":0},{"$f":"Daten!G2425","v":0},null,null,0,0,0,0,0,0]
[null,2399,100,4,{"$f":"Daten!F2428","v":0},{"$f":"Daten!G2428","v":0},null,null,0,0,0,0,0,0]
[null,2402,101,4,{"$f":"Daten!F2431","v":0},{"$f":"Daten!G2431","v":0},null,null,0,0,0,0,0,0]
[null,2406,101,4,{"$f":"Daten!F2435","v":0},{"$f":"Daten!G2435","v":0},null,null,0,0,0,0,0,0]
[null,2409,101,4,{"$f":"Daten!F2438","v":0},{"$f":"Daten!G2438","v":0},null,null,0,0,0,0,0,0]
[null,2412,101,4,{"$f":"Daten!F2441","v":0},{"$f":"Daten!G2441","v":0},null,null,0,0,0,0,0,0]
[null,2416,101,4,{"$f":"Daten!F2445","v":0},{"$f":"Daten!G2445","v":0},null,null,0,0,0,0,0,0]
[null,2420,101,4,{"$f":"Daten!F2449","v":0},{"$f":"Daten!G2449","v":0},null,null,0,0,0,0,0,0]
[null,2421,101,4,{"$f":"Daten!F2450","v":0},{"$f":"Daten!G2450","v":0},null,null,0,0,0,0,0,0]
[null,2424,101,4,{"$f":"Daten!F2453","v":0},{"$f":"Daten!G2453","v":0},null,null,0,0,0,0,0,0]
[null,2427,102,4,{"$f":"Daten!F2456","v":0},{"$f":"Daten!G2456","v":0},null,null,0,0,0,0,0,0]
[null,2431,102,4,{"$f":"Daten!F2460","v":0},{"$f":"Daten!G2460","v":0},null,null,0,0,0,0,0,0]
[null,2434,{"$f":"CEILING(B2450/24,1)","v":102},{"$f":"MONTH(C2450)","v":4},{"$f":"Daten!F2463","v":0},{"$f":"Daten!G2463","v":0},null,null,{"$f":"N2449","v":0},0,0,0,{"$f":"F2450-(J2450+L2450)","v":0},0]
[null,2437,102,4,{"$f":"Daten!F2466","v":0},{"$f":"Daten!G2466","v":0},null,null,0,0,0,0,0,0]
[null,2442,102,4,{"$f":"Daten!F2471","v":0},{"$f":"Daten!G2471","v":0},null,null,0,0,0,0,0,0]
[null,2445,102,4,{"$f":"Daten!F2474","v":0},{"$f":"Daten!G2474","v":0},null,null,0,0,0,0,0,0]
[null,2446,102,4,{"$f":"Daten!F2475","v":0},{"$f":"Daten!G2475","v":0},null,null,0,0,0,0,0,0]
[null,2449,103,4,{"$f":"Daten!F2478","v":0},{"$f":"Daten!G2478","v":0},null,null,0,0,0,0,0,0]
[null,2452,103,4,{"$f":"Daten!F2481","v":0},{"$f":"Daten!G2481","v":0},null,null,0,0,0,0,0,0]
[null,2456,103,4,{"$f":"Daten!F2485","v":0},{"$f":"Daten!G2485","v":0},null,null,0,0,0,0,0,0]
[null,2459,103,4,{"$f":"Daten!F2488","v":0},{"$f":"Daten!G2488","v":0},null,null,0,0,0,0,0,0]
[null,2462,103,4,{"$f":"Daten!F2491","v":0},{"$f":"Daten!G2491","v":0},null,null,0,0,0,0,0,0]
[null,2467,103,4,{"$f":"Daten!F2496","v":0},{"$f":"Daten!G2496","v":0},null,null,0,0,0,0,0,0]
[null,2470,103,4,{"$f":"Daten!F2499","v":0},{"$f":"Daten!G2499","v":0},null,null,0,0,0,0,0,0]
[null,2471,103,4,{"$f":"Daten!F2500","v":0},{"$f":"Daten!G2500","v":0},null,null,0,0,0,0,0,0]
[null,2474,104,4,{"$f":"Daten!F2503","v":0},{"$f":"Daten!G2503","v":0},null,null,0,0,0,0,0,0]
[null,2477,104,4,{"$f":"Daten!F2506","v":0},{"$f":"Daten!G2506","v":0},null,null,0,0,0,0,0,0]
[null,2481,104,4,{"$f":"Daten!F2510","v":0},{"$f":"Daten!G2510","v":0},null,null,0,0,0,0,0,0]
[null,2483,104,4,{"$f":"Daten!F2512","v":0},{"$f":"Daten!G2512","v":0},null,null,0,0,0,0,0,0]
[null,2489,104,4,{"$f":"Daten!F2518","v":0},{"$f":"Daten!G2518","v":0},null,null,0,0,0,0,0,0]
[null,2492,104,4,{"$f":"Daten!F2521","v":0},{"$f":"Daten!G2521","v":0},null,null,0,0,0,0,0,0]
[null,2495,104,4,{"$f":"Daten!F2524","v":0},{"$f":"Daten!G2524","v":0},null,null,0,0,0,0,0,0]
[null,2496,104,4,{"$f":"Daten!F2525","v":0},{"$f":"Daten!G2525","v":0},null,null,0,0,0,0,0,0]
[null,2499,105,4,{"$f":"Daten!F2528","v":0},{"$f":"Daten!G2528","v":0},null,null,0,0,0,0,0,0]
[null,2503,105,4,{"$f":"Daten!F2532","v":0},{"$f":"Daten!G2532","v":0},null,null,0,0,0,0,0,0]
[null,2508,105,4,{"$f":"Daten!F2537","v":0},{"$f":"Daten!G2537","v":0},null,null,0,0,0,0,0,0]
[null,2510,105,4,{"$f":"Daten!F2539","v":0},{"$f":"Daten!G2539","v":0},null,null,0,0,0,0,0,0]
[null,2514,105,4,{"$f":"Daten!F2543","v":0},{"$f":"Daten!G2543","v":0},null,null,0,0,0,0,0,0]
[null,2517,105,4,{"$f":"Daten!F2546","v":0},{"$f":"Daten!G2546","v":0},null,null,0,0,0,0,0,0]
[null,2520,105,4,{"$f":"Daten!F2549","v":0},{"$f":"Daten!G2549","v":0},null,null,0,0,0,0,0,0]
[null,2521,106,4,{"$f":"Daten!F2550","v":0},{"$f":"Daten!G2550","v":0},null,null,0,0,0,0,0,0]
[null,2524,106,4,{"$f":"Daten!F2553","v":0},{"$f":"Daten!G2553","v":0},null,null,0,0,0,0,0,0]
[null,2529,106,4,{"$f":"Daten!F2558","v":0},{"$f":"Daten!G2558","v":0},null,null,0,0,0,0,0,0]
[null,2532,106,4,{"$f":"Daten!F2561","v":0},{"$f":"Daten!G2561","v":0},null,null,0,0,0,0,0,0]
[null,2535,106,4,{"$f":"Daten!F2564","v":0},{"$f":"Daten!G2564","v":0},null,null,0,0,0,0,0,0]
[null,2539,106,4,{"$f":"Daten!F2568","v":0},{"$f":"Daten!G2568","v":0},null,null,0,0,0,0,0,0]
[null,2542,106,4,{"$f":"Daten!F2571","v":0},{"$f":"Daten!G2571","v":0},null,null,0,0,0,0,0,0]
[null,2545,107,4,{"$f":"Daten!F2574","v":0},{"$f":"Daten!G2574","v":0},null,null,0,0,0,0,0,0]
[null,2546,107,4,{"$f":"Daten!F2575","v":0},{"$f":"Daten!G2575","v":0},null,null,0,0,0,0,0,0]
[null,2549,107,4,{"$f":"Daten!F2578","v":0},{"$f":"Daten!G2578","v":0},null,null,0,0,0,0,0,0]
[null,2554,107,4,{"$f":"Daten!F2583","v":0},{"$f":"Daten!G2583","v":0},null,null,0,0,0,0,0,0]
[null,2557,107,4,{"$f":"Daten!F2586","v":0},{"$f":"Daten!G2586","v":0},null,null,0,0,0,0,0,0]
[null,2560,107,4,{"$f":"Daten!F2589","v":0},{"$f":"Daten!G2589","v":0},null,null,0,0,0,0,0,0]
[null,2564,107,4,{"$f":"Daten!F2593","v":0},{"$f":"Daten!G2593","v":0},null,null,0,0,0,0,0,0]
[null,2567,107,4,{"$f":"Daten!F2596","v":0},{"$f":"Daten!G2596","v":0},null,null,0,0,0,0,0,0]
[null,2568,107,4,{"$f":"Daten!F2597","v":0},{"$f":"Daten!G2597","v":0},null,null,0,0,0,0,0,0]
[null,2571,108,4,{"$f":"Daten!F2600","v":0},{"$f":"Daten!G2600","v":0},null,null,0,0,0,0,0,0]
[null,2575,108,4,{"$f":"Daten!F2604","v":0},{"$f":"Daten!G2604","v":0},null,null,0,0,0,0,0,0]
[null,2579,108,4,{"$f":"Daten!F2608","v":0},{"$f":"Daten!G2608","v":0},null,null,0,0,0,0,0,0]
[null,2582,108,4,{"$f":"Daten!F2611","v":0},{"$f":"Daten!G2611","v":0},null,null,0,0,0,0,0,0]
[null,2585,108,4,{"$f":"Daten!F2614","v":0},{"$f":"Daten!G2614","v":0},null,null,0,0,0,0,0,0]
[null,2589,108,4,{"$f":"Daten!F2618","v":0},{"$f":"Daten!G2618","v":0},null,null,0,0,0,0,0,0]
[null,2592,108,4,{"$f":"Daten!F2621","v":0},{"$f":"Daten!G2621","v":0},null,null,0,0,0,0,0,0]
[null,2593,109,4,{"$f":"Daten!F2622","v":0},{"$f":"Daten!G2622","v":0},null,null,0,0,0,0,0,0]
[null,2596,109,4,{"$f":"Daten!F2625","v":0},{"$f":"Daten!G2625","v":0},null,null,0,0,0,0,0,0]
[null,2600,109,4,{"$f":"Daten!F2629","v":0},{"$f":"Daten!G2629","v":0},null,null,0,0,0,0,0,0]
[null,2604,109,4,{"$f":"Daten!F2633","v":0},{"$f":"Daten!G2633","v":0},null,null,0,0,0,0,0,0]
[null,2607,109,4,{"$f":"Daten!F2636","v":0},{"$f":"Daten!G2636","v":0},null,null,0,0,0,0,0,0]
[null,2611,109,4,{"$f":"Daten!F2640","v":0},{"$f":"Daten!G2640","v":0},null,null,0,0,0,0,0,0]
[null,2614,109,4,{"$f":"Daten!F2643","v":0},{"$f":"Daten!G2643","v":0},null,null,0,0,0,0,0,0]
[null,2617,110,4,{"$f":"Daten!F2646","v":0},{"$f":"Daten!G2646","v":0},null,null,0,0,0,0,0,0]
[null,2621,110,4,{"$f":"Daten!F2650","v":0},{"$f":"Daten!G2650","v":0},null,null,0,0,0,0,0,0]
[null,2622,110,4,{"$f":"Daten!F2651","v":0},{"$f":"Daten!G2651","v":0},null,null,0,0,0,0,0,0]
[null,2625,110,4,{"$f":"Daten!F2654","v":0},{"$f":"Daten!G2654","v":0},null,null,0,{"$f":"MIN(E2641,F2641+I2641)","v":0},{"$f":"E2641-J2641","v":0},{"$f":"MIN((F2641-J2641),BatteriespeicherWh-I2641)","v":0},0,{"$f":"IF(L2641>0,I2641+L2641*Wirkungsgrad,I2641+L2641)","v":0}]
[null,2629,110,4,{"$f":"Daten!F2658","v":0},{"$f":"Daten!G2658","v":0},null,null,0,0,0,0,0,0]
[null,2632,110,4,{"$f":"Daten!F2661","v":0},{"$f":"Daten!G2661","v":0},null,null,0,0,0,0,0,0]
[null,2636,110,4,{"$f":"Daten!F2665","v":0},{"$f":"Daten!G2665","v":0},null,null,0,0,0,0,0,0]
[null,2639,110,4,{"$f":"Daten!F2668","v":0},{"$f":"Daten!G2668","v":0},null,null,0,0,0,0,0,0]
[null,2642,111,4,{"$f":"Daten!F2671","v":0},{"$f":"Daten!G2671","v":0},null,null,0,0,0,0,0,0]
[null,2646,111,4,{"$f":"Daten!F2675","v":0},{"$f":"Daten!G2675","v":0},null,null,0,0,0,0,0,0]
[null,2647,111,4,{"$f":"Daten!F2676","v":0},{"$f":"Daten!G2676","v":0},null,null,0,0,0,0,0,0]
[null,2650,111,4,{"$f":"Daten!F2679","v":0},{"$f":"Daten!G2679","v":0},null,null,0,0,0,0,0,0]
[null,2654,111,4,{"$f":"Daten!F2683","v":0},{"$f":"Daten!G2683","v":0},null,null,0,0,0,0,0,0]
[null,2657,111,4,{"$f":"Daten!F2686","v":0},{"$f":"Daten!G2686","v":0},null,null,0,0,0,0,0,0]
[null,2661,111,4,{"$f":"Daten!F2690","v":0},{"$f":"Daten!G2690","v":0},null,null,0,0,0,0,0,0]
[null,2664,111,4,{"$f":"Daten!F2693","v":0},{"$f":"Daten!G2693","v":0},null,null,0,0,0,0,0,0]
[null,2667,112,4,{"$f":"Daten!F2696","v":0},{"$f":"Daten!G2696","v":0},null,null,0,0,0,0,0,0]
[null,2669,112,4,{"$f":"Daten!F2698","v":0},{"$f":"Daten!G2698","v":0},null,null,0,0,0,0,0,0]
[null,2672,112,4,{"$f":"Daten!F2701","v":0},{"$f":"Daten!G2701","v":0},null,null,0,0,0,0,0,0]
[null,2676,112,4,{"$f":"Daten!F2705","v":0},{"$f":"Daten!G2705","v":0},null,null,0,0,0,0,0,0]
[null,2679,112,4,{"$f":"Daten!F2708","v":0},{"$f":"Daten!G2708","v":0},null,null,0,0,0,0,0,0]
[null,2682,112,4,{"$f":"Daten!F2711","v":0},{"$f":"Daten!G2711","v":0},null,null,0,0,0,0,0,0]
[null,2686,112,4,{"$f":"Daten!F2715","v":0},{"$f":"Daten!G2715","v":0},null,null,0,0,0,0,0,0]
[null,2688,112,4,{"$f":"Daten!F2717","v":0},{"$f":"Daten!G2717","v":0},null,null,0,0,0,0,0,0]
[null,2693,113,4,{"$f":"Daten!F2722","v":0},{"$f":"Daten!G2722","v":0},null,null,0,0,0,0,0,0]
[null,2694,113,4,{"$f":"Daten!F2723","v":0},{"$f":"Daten!G2723","v":0},null,null,0,0,0,0,0,0]
[null,2697,113,4,{"$f":"Daten!F2726","v":0},{"$f":"Daten!G2726","v":0},null,null,0,0,0,0,0,0]
[null,2701,113,4,{"$f":"Daten!F2730","v":0},{"$f":"Daten!G2730","v":0},null,null,0,0,0,0,0,0]
[null,2704,113,4,{"$f":"Daten!F2733","v":0},{"$f":"Daten!G2733","v":0},null,null,0,0,0,0,0,0]
[null,2707,113,4,{"$f":"Daten!F2736","v":0},{"$f":"Daten!G2736","v":0},null,null,0,0,0,0,0,0]
[null,2709,113,4,{"$f":"Daten!F2738","v":0},{"$f":"Daten!G2738","v":0},null,null,0,0,0,0,0,0]
[null,2715,114,4,{"$f":"Daten!F2744","v":0},{"$f":"Daten!G2744","v":0},null,null,0,0,0,0,0,0]
[null,2718,114,4,{"$f":"Daten!F2747","v":0},{"$f":"Daten!G2747","v":0},null,null,0,0,0,0,0,0]
[null,2719,114,4,{"$f":"Daten!F2748","v":0},{"$f":"Daten!G2748","v":0},null,null,0,0,0,0,0,0]
[null,2722,114,4,{"$f":"Daten!F2751","v":0},{"$f":"Daten!G2751","v":0},null,null,0,0,0,0,0,0]
[null,2726,114,4,{"$f":"Daten!F2755","v":0},{"$f":"Daten!G2755","v":0},null,null,0,0,0,0,0,0]
[null,2729,114,4,{"$f":"Daten!F2758","v":0},{"$f":"Daten!G2758","v":0},null,null,0,0,0,0,0,0]
[null,2732,114,4,{"$f":"Daten!F2761","v":0},{"$f":"Daten!G2761","v":0},null,null,0,0,0,0,0,0]
[null,2734,114,4,{"$f":"Daten!F2763","v":0},{"$f":"Daten!G2763","v":0},null,null,0,0,0,0,0,0]
[null,2740,115,4,{"$f":"Daten!F2769","v":0},{"$f":"Daten!G2769","v":0},null,null,0,0,0,0,0,0]
[null,2741,115,4,{"$f":"Daten!F2770","v":0},{"$f":"Daten!G2770","v":0},null,null,0,0,0,0,0,0]
[null,2744,115,4,{"$f":"Daten!F2773","v":0},{"$f":"Daten!G2773","v":0},null,null,0,0,0,0,0,0]
[null,2747,115,4,{"$f":"Daten!F2776","v":0},{"$f":"Daten!G2776","v":0},null,null,0,0,0,0,0,0]
[null,2751,115,4,{"$f":"Daten!F2780","v":0},{"$f":"Daten!G2780","v":0},null,null,0,0,0,0,0,0]
[null,2754,{"$f":"CEILING(B2770/24,1)","v":115},{"$f":"MONTH(C2770)","v":4},{"$f":"Daten!F2783","v":0},{"$f":"Daten!G2783","v":0},null,null,{"$f":"N2769","v":0},0,0,0,{"$f":"F2770-(J2770+L2770)","v":0},0]
[null,2759,115,4,{"$f":"Daten!F2788","v":0},{"$f":"Daten!G2788","v":0},null,null,0,0,0,0,0,0]
[null,2762,116,4,{"$f":"Daten!F2791","v":0},{"$f":"Daten!G2791","v":0},null,null,0,0,0,0,0,0]
[null,2765,116,4,{"$f":"Daten!F2794","v":0},{"$f":"Daten!G2794","v":0},null,null,0,0,0,0,0,0]
[null,2766,116,4,{"$f":"Daten!F2795","v":0},{"$f":"Daten!G2795","v":0},null,null,0,0,0,0,0,0]
[null,2769,116,4,{"$f":"Daten!F2798","v":0},{"$f":"Daten!G2798","v":0},null,null,0,0,0,0,0,0]
[null,2772,116,4,{"$f":"Daten!F2801","v":0},{"$f":"Daten!G2801","v":0},null,null,0,0,0,0,0,0]
[null,2776,116,4,{"$f":"Daten!F2805","v":0},{"$f":"Daten!G2805","v":0},null,null,0,0,0,0,0,0]
[null,2780,116,4,{"$f":"Daten!F2809","v":0},{"$f":"Daten!G2809","v":0},null,null,0,0,0,0,0,0]
[null,2784,116,4,{"$f":"Daten!F2813","v":0},{"$f":"Daten!G2813","v":0},null,null,0,0,0,0,0,0]
[null,2787,117,4,{"$f":"Daten!F2816","v":0},{"$f":"Daten!G2816","v":0},null,null,0,0,0,0,0,0]
[null,2790,117,4,{"$f":"Daten!F2819","v":0},{"$f":"Daten!G2819","v":0},null,null,0,0,0,0,0,0]
[null,2791,117,4,{"$f":"Daten!F2820","v":0},{"$f":"Daten!G2820","v":0},null,null,0,0,0,0,0,0]
[null,2794,117,4,{"$f":"Daten!F2823","v":0},{"$f":"Daten!G2823","v":0},null,null,0,0,0,0,0,0]
[null,2797,117,4,{"$f":"Daten!F2826","v":0},{"$f":"Daten!G2826","v":0},null,null,0,0,0,0,0,0]
[null,2801,117,4,{"$f":"Daten!F2830","v":0},{"$f":"Daten!G2830","v":0},null,null,0,0,0,0,0,0]
[null,2805,117,4,{"$f":"Daten!F2834","v":0},{"$f":"Daten!G2834","v":0},null,null,0,0,0,0,0,0]
[null,2809,118,4,{"$f":"Daten!F2838","v":0},{"$f":"Daten!G2838","v":0},null,null,0,0,0,0,0,0]
[null,2812,118,4,{"$f":"Daten!F2841","v":0},{"$f":"Daten!G2841","v":0},null,null,0,0,0,0,0,0]
[null,2815,118,4,{"$f":"Daten!F2844","v":0},{"$f":"Daten!G2844","v":0},null,null,0,0,0,0,0,0]
[null,2816,118,4,{"$f":"Daten!F2845","v":0},{"$f":"Daten!G2845","v":0},null,null,0,0,0,0,0,0]
[null,2819,118,4,{"$f":"Daten!F2848","v":0},{"$f":"Daten!G2848","v":0},null,null,0,0,0,0,0,0]
[null,2822,118,4,{"$f":"Daten!F2851","v":0},{"$f":"Daten!G2851","v":0},null,null,0,0,0,0,0,0]
[null,2826,118,4,{"$f":"Daten!F2855","v":0},{"$f":"Daten!G2855","v":0},null,null,0,0,0,0,0,0]
[null,2830,118,4,{"$f":"Daten!F2859","v":0},{"$f":"Daten!G2859","v":0},null,null,0,0,0,0,0,0]
[null,2834,119,4,{"$f":"Daten!F2863","v":0},{"$f":"Daten!G2863","v":0},null,null,0,0,0,0,0,0]
[null,2837,119,4,{"$f":"Daten!F2866","v":0},{"$f":"Daten!G2866","v":0},null,null,0,0,0,0,0,0]
[null,2840,119,4,{"$f":"Daten!F2869","v":0},{"$f":"Daten!G2869","v":0},null,null,0,0,0,0,0,0]
[null,2841,119,4,{"$f":"Daten!F2870","v":0},{"$f":"Daten!G2870","v":0},null,null,0,0,0,0,0,0]
[null,2844,119,4,{"$f":"Daten!F2873","v":0},{"$f":"Daten!G2873","v":0},null,null,0,0,0,0,0,0]
[null,2847,119,4,{"$f":"Daten!F2876","v":0},{"$f":"Daten!G2876","v":0},null,null,0,0,0,0,0,0]
[null,2852,119,4,{"$f":"Daten!F2881","v":0},{"$f":"Daten!G2881","v":0},null,null,0,0,0,0,0,0]
[null,2855,119,4,{"$f":"Daten!F2884","v":0},{"$f":"Daten!G2884","v":0},null,null,0,0,0,0,0,0]
[null,2859,120,4,{"$f":"Daten!F2888","v":0},{"$f":"Daten!G2888","v":0},null,null,0,0,0,0,0,0]
[null,2862,120,4,{"$f":"Daten!F2891","v":0},{"$f":"Daten!G2891","v":0},null,null,0,0,0,0,0,0]
[null,2865,120,4,{"$f":"Daten!F2894","v":0},{"$f":"Daten!G2894","v":0},null,null,0,0,0,0,0,0]
[null,2866,120,4,{"$f":"Daten!F2895","v":0},{"$f":"Daten!G2895","v":0},null,null,0,0,0,0,0,0]
[null,2872,120,4,{"$f":"Daten!F2901","v":0},{"$f":"Daten!G2901","v":0},null,null,0,0,0,0,0,0]
[null,2874,120,4,{"$f":"Daten!F2903","v":0},{"$f":"Daten!G2903","v":0},null,null,0,0,0,0,0,0]
[null,2877,120,4,{"$f":"Daten!F2906","v":0},{"$f":"Daten!G2906","v":0},null,null,0,0,0,0,0,0]
[null,2880,120,4,{"$f":"Daten!F2909","v":0},{"$f":"Daten!G2909","v":0},null,null,0,0,0,0,0,0]
[null,2884,121,4,{"$f":"Daten!F2913","v":0},{"$f":"Daten!G2913","v":0},null,null,0,0,0,0,0,0]
[null,2887,121,4,{"$f":"Daten!F2916","v":0},{"$f":"Daten!G2916","v":0},null,null,0,0,0,0,0,0]
[null,2888,121,4,{"$f":"Daten!F2917","v":0},{"$f":"Daten!G2917","v":0},null,null,0,0,0,0,0,0]
[null,2893,121,4,{"$f":"Daten!F2922","v":0},{"$f":"Daten!G2922","v":0},null,null,0,0,0,0,0,0]
[null,2895,121,4,{"$f":"Daten!F2924","v":0},{"$f":"Daten!G2924","v":0},null,null,0,0,0,0,0,0]
[null,2899,121,4,{"$f":"Daten!F2928","v":0},{"$f":"Daten!G2928","v":0},null,null,0,0,0,0,0,0]
[null,2902,121,4,{"$f":"Daten!F2931","v":0},{"$f":"Daten!G2931","v":0},null,null,0,0,0,0,0,0]
[null,2905,122,5,{"$f":"Daten!F2934","v":0},{"$f":"Daten!G2934","v":0},null,null,0,0,0,0,0,0]
[null,2909,122,5,{"$f":"Daten!F2938","v":0},{"$f":"Daten!G2938","v":0},null,null,0,0,0,0,0,0]
[null,2912,122,5,{"$f":"Daten!F2941","v":0},{"$f":"Daten!G2941","v":0},null,null,0,0,0,0,0,0]
[null,2913,122,5,{"$f":"Daten!F2942","v":0},{"$f":"Daten!G2942","v":0},null,null,0,0,0,0,0,0]
[null,2918,122,5,{"$f":"Daten!F2947","v":0},{"$f":"Daten!G2947","v":0},null,null,0,0,0,0,0,0]
[null,2920,122,5,{"$f":"Daten!F2949","v":0},{"$f":"Daten!G2949","v":0},null,null,0,0,0,0,0,0]
[null,2924,122,5,{"$f":"Daten!F2953","v":0},{"$f":"Daten!G2953","v":0},null,null,0,0,0,0,0,0]
[null,2927,122,5,{"$f":"Daten!F2956","v":0},{"$f":"Daten!G2956","v":0},null,null,0,0,0,0,0,0]
[null,2930,123,5,{"$f":"Daten!F2959","v":0},{"$f":"Daten!G2959","v":0},null,null,0,0,0,0,0,0]
[null,2934,123,5,{"$f":"Daten!F2963","v":0},{"$f":"Daten!G2963","v":0},null,null,0,0,0,0,0,0]
[null,2937,123,5,{"$f":"Daten!F2966","v":0},{"$f":"Daten!G2966","v":0},null,null,0,0,0,0,0,0]
[null,2939,123,5,{"$f":"Daten!F2968","v":0},{"$f":"Daten!G2968","v":0},null,null,0,0,0,0,0,0]
[null,2942,123,5,{"$f":"Daten!F2971","v":0},{"$f":"Daten!G2971","v":0},null,null,0,0,0,0,0,0]
[null,2945,123,5,{"$f":"Daten!F2974","v":0},{"$f":"Daten!G2974","v":0},null,null,0,{"$f":"MIN(E2961,F2961+I2961)","v":0},{"$f":"E2961-J2961","v":0},{"$f":"MIN((F2961-J2961),BatteriespeicherWh-I2961)","v":0},0,{"$f":"IF(L2961>0,I2961+L2961*Wirkungsgrad,I2961+L2961)","v":0}]
[null,2949,123,5,{"$f":"Daten!F2978","v":0},{"$f":"Daten!G2978","v":0},null,null,0,0,0,0,0,0]
[null,2952,123,5,{"$f":"Daten!F2981","v":0},{"$f":"Daten!G2981","v":0},null,null,0,0,0,0,0,0]
[null,2956,124,5,{"$f":"Daten!F2985","v":0},{"$f":"Daten!G2985","v":0},null,null,0,0,0,0,0,0]
[null,2959,124,5,{"$f":"Daten!F2988","v":0},{"$f":"Daten!G2988","v":0},null,null,0,0,0,0,0,0]
[null,2960,124,5,{"$f":"Daten!F2989","v":0},{"$f":"Daten!G2989","v":0},null,null,0,0,0,0,0,0]
[null,2964,124,5,{"$f":"Daten!F2993","v":0},{"$f":"Daten!G2993","v":0},null,null,0,0,0,0,0,0]
[null,2967,124,5,{"$f":"Daten!F2996","v":0},{"$f":"Daten!G2996","v":0},null,null,0,0,0,0,0,0]
[null,2970,124,5,{"$f":"Daten!F2999","v":0},{"$f":"Daten!G2999","v":0},null,null,0,0,0,0,0,0]
[null,2974,124,5,{"$f":"Daten!F3003","v":0},{"$f":"Daten!G3003","v":0},null,null,0,0,0,0,0,0]
[null,2977,125,5,{"$f":"Daten!F3006","v":0},{"$f":"Daten!G3006","v":0},null,null,0,0,0,0,0,0]
[null,2981,125,5,{"$f":"Daten!F3010","v":0},{"$f":"Daten!G3010","v":0},null,null,0,0,0,0,0,0]
[null,2985,125,5,{"$f":"Daten!F3014","v":0},{"$f":"Daten!G3014","v":0},null,null,0,0,0,0,0,0]
[null,2988,125,5,{"$f":"Daten!F3017","v":0},{"$f":"Daten!G3017","v":0},null,null,0,0,0,0,0,0]
[null,2989,125,5,{"$f":"Daten!F3018","v":0},{"$f":"Daten!G3018","v":0},null,null,0,0,0,0,0,0]
[null,2992,125,5,{"$f":"Daten!F3021","v":0},{"$f":"Daten!G3021","v":0},null,null,0,0,0,0,0,0]
[null,2995,125,5,{"$f":"Daten!F3024","v":0},{"$f":"Daten!G3024","v":0},null,null,0,0,0,0,0,0]
[null,2999,125,5,{"$f":"Daten!F3028","v":0},{"$f":"Daten!G3028","v":0},null,null,0,0,0,0,0,0]
[null,3002,126,5,{"$f":"Daten!F3031","v":0},{"$f":"Daten!G3031","v":0},null,null,0,0,0,0,0,0]
[null,3006,126,5,{"$f":"Daten!F3035","v":0},{"$f":"Daten!G3035","v":0},null,null,0,0,0,0,0,0]
[null,3010,{"$f":"CEILING(B3026/24,1)","v":126},{"$f":"MONTH(C3026)","v":5},{"$f":"Daten!F3039","v":0},{"$f":"Daten!G3039","v":0},null,null,{"$f":"N3025","v":0},0,0,0,{"$f":"F3026-(J3026+L3026)","v":0},0]
[null,3013,126,5,{"$f":"Daten!F3042","v":0},{"$f":"Daten!G3042","v":0},null,null,0,0,0,0,0,0]
[null,3014,126,5,{"$f":"Daten!F3043","v":0},{"$f":"Daten!G3043","v":0},null,null,0,0,0,0,0,0]
[null,3017,126,5,{"$f":"Daten!F3046","v":0},{"$f":"Daten!G3046","v":0},null,null,0,0,0,0,0,0]
[null,3021,126,5,{"$f":"Daten!F3050","v":0},{"$f":"Daten!G3050","v":0},null,null,0,0,0,0,0,0]
[null,3024,126,5,{"$f":"Daten!F3053","v":0},{"$f":"Daten!G3053","v":0},null,null,0,0,0,0,0,0]
[null,3027,127,5,{"$f":"Daten!F3056","v":0},{"$f":"Daten!G3056","v":0},null,null,0,0,0,0,0,0]
[null,3031,127,5,{"$f":"Daten!F3060","v":0},{"$f":"Daten!G3060","v":0},null,null,0,0,0,0,0,0]
[null,3035,127,5,{"$f":"Daten!F3064","v":0},{"$f":"Daten!G3064","v":0},null,null,0,0,0,0,0,0]
[null,3038,127,5,{"$f":"Daten!F3067","v":0},{"$f":"Daten!G3067","v":0},null,null,0,0,0,0,0,0]
[null,3039,127,5,{"$f":"Daten!F3068","v":0},{"$f":"Daten!G3068","v":0},null,null,0,0,0,0,0,0]
[null,3042,127,5,{"$f":"Daten!F3071","v":0},{"$f":"Daten!G3071","v":0},null,null,0,0,0,0,0,0]
[null,3046,127,5,{"$f":"Daten!F3075","v":0},{"$f":"Daten!G3075","v":0},null,null,0,0,0,0,0,0]
[null,3049,128,5,{"$f":"Daten!F3078","v":0},{"$f":"Daten!G3078","v":0},null,null,0,0,0,0,0,0]
[null,3052,128,5,{"$f":"Daten!F3081","v":0},{"$f":"Daten!G3081","v":0},null,null,0,0,0,0,0,0]
[null,3057,128,5,{"$f":"Daten!F3086","v":0},{"$f":"Daten!G3086","v":0},null,null,0,0,0,0,0,0]
[null,3060,128,5,{"$f":"Daten!F3089","v":0},{"$f":"Daten!G3089","v":0},null,null,0,0,0,0,0,0]
[null,3061,128,5,{"$f":"Daten!F3090","v":0},{"$f":"Daten!G3090","v":0},null,null,0,0,0,0,0,0]
[null,3064,128,5,{"$f":"Daten!F3093","v":0},{"$f":"Daten!G3093","v":0},null,null,0,0,0,0,0,0]
[null,3067,128,5,{"$f":"Daten!F3096","v":0},{"$f":"Daten!G3096","v":0},null,null,0,0,0,0,0,0]
[null,3071,128,5,{"$f":"Daten!F3100","v":0},{"$f":"Daten!G3100","v":0},null,null,0,0,0,0,0,0]
[null,3073,129,5,{"$f":"Daten!F3102","v":0},{"$f":"Daten!G3102","v":0},null,null,0,{"$f":"MIN(E3089,F3089+I3089)","v":0},{"$f":"E3089-J3089","v":0},{"$f":"MIN((F3089-J3089),BatteriespeicherWh-I3089)","v":0},0,{"$f":"IF(L3089>0,I3089+L3089*Wirkungsgrad,I3089+L3089)","v":0}]
[null,3078,129,5,{"$f":"Daten!F3107","v":0},{"$f":"Daten!G3107","v":0},null,null,0,0,0,0,0,0]
[null,3082,129,5,{"$f":"Daten!F3111","v":0},{"$f":"Daten!G3111","v":0},null,null,0,0,0,0,0,0]
[null,3085,129,5,{"$f":"Daten!F3114","v":0},{"$f":"Daten!G3114","v":0},null,null,0,0,0,0,0,0]
[null,3086,129,5,{"$f":"Daten!F3115","v":0},{"$f":"Daten!G3115","v":0},null,null,0,0,0,0,0,0]
[null,3089,129,5,{"$f":"Daten!F3118","v":0},{"$f":"Daten!G3118","v":0},null,null,0,0,0,0,0,0]
[null,3092,129,5,{"$f":"Daten!F3121","v":0},{"$f":"Daten!G3121","v":0},null,null,0,0,0,0,0,0]
[null,3096,129,5,{"$f":"Daten!F3125","v":0},{"$f":"Daten!G3125","v":0},null,null,0,0,0,0,0,0]
[null,3098,130,5,{"$f":"Daten!F3127","v":0},{"$f":"Daten!G3127","v":0},null,null,0,0,0,0,0,0]
[null,3103,130,5,{"$f":"Daten!F3132","v":0},{"$f":"Daten!G3132","v":0},null,null,0,0,0,0,0,0]
[null,3107,130,5,{"$f":"Daten!F3136","v":0},{"$f":"Daten!G3136","v":0},null,null,0,0,0,0,0,0]
[null,3110,130,5,{"$f":"Daten!F3139","v":0},{"$f":"Daten!G3139","v":0},null,null,0,0,0,0,0,0]
[null,3111,130,5,{"$f":"Daten!F3140","v":0},{"$f":"Daten!G3140","v":0},null,null,0,0,0,0,0,0]
[null,3114,130,5,{"$f":"Daten!F3143","v":0},{"$f":"Daten!G3143","v":0},null,null,0,0,0,0,0,0]
[null,3117,130,5,{"$f":"Daten!F3146","v":0},{"$f":"Daten!G3146","v":0},null,null,0,0,0,0,0,0]
[null,3123,131,5,{"$f":"Daten!F3152","v":0},{"$f":"Daten!G3152","v":0},null,null,0,0,0,0,0,0]
[null,3125,131,5,{"$f":"Daten!F3154","v":0},{"$f":"Daten!G3154","v":0},null,null,0,0,0,0,0,0]
[null,3129,131,5,{"$f":"Daten!F3158","v":0},{"$f":"Daten!G3158","v":0},null,null,0,0,0,0,0,0]
[null,3132,131,5,{"$f":"Daten!F3161","v":0},{"$f":"Daten!G3161","v":0},null,null,0,0,0,0,0,0]
[null,3135,131,5,{"$f":"Daten!F3164","v":0},{"$f":"Daten!G3164","v":0},null,null,0,0,0,0,0,0]
[null,3136,131,5,{"$f":"Daten!F3165","v":0},{"$f":"Daten!G3165","v":0},null,null,0,0,0,0,0,0]
[null,3139,131,5,{"$f":"Daten!F3168","v":0},{"$f":"Daten!G3168","v":0},null,null,0,0,0,0,0,0]
[null,3144,131,5,{"$f":"Daten!F3173","v":0},{"$f":"Daten!G3173","v":0},null,null,0,0,0,0,0,0]
[null,3147,132,5,{"$f":"Daten!F3176","v":0},{"$f":"Daten!G3176","v":0},null,null,0,0,0,0,0,0]
[null,3150,132,5,{"$f":"Daten!F3179","v":0},{"$f":"Daten!G3179","v":0},null,null,0,0,0,0,0,0]
[null,3154,132,5,{"$f":"Daten!F3183","v":0},{"$f":"Daten!G3183","v":0},null,null,0,0,0,0,0,0]
[null,3157,132,5,{"$f":"Daten!F3186","v":0},{"$f":"Daten!G3186","v":0},null,null,0,0,0,0,0,0]
[null,3160,132,5,{"$f":"Daten!F3189","v":0},{"$f":"Daten!G3189","v":0},null,null,0,0,0,0,0,0]
[null,3161,132,5,{"$f":"Daten!F3190","v":0},{"$f":"Daten!G3190","v":0},null,null,0,0,0,0,0,0]
[null,3165,132,5,{"$f":"Daten!F3194","v":0},{"$f":"Daten!G3194","v":0},null,null,0,0,0,0,0,0]
[null,3169,133,5,{"$f":"Daten!F3198","v":0},{"$f":"Daten!G3198","v":0},null,null,0,0,0,0,0,0]
[null,3172,133,5,{"$f":"Daten!F3201","v":0},{"$f":"Daten!G3201","v":0},null,null,0,0,0,0,0,0]
[null,3175,133,5,{"$f":"Daten!F3204","v":0},{"$f":"Daten!G3204","v":0},null,null,0,0,0,0,0,0]
[null,3179,133,5,{"$f":"Daten!F3208","v":0},{"$f":"Daten!G3208","v":0},null,null,0,0,0,0,0,0]
[null,3182,133,5,{"$f":"Daten!F3211","v":0},{"$f":"Daten!G3211","v":0},null,null,0,0,0,0,0,0]
[null,3185,133,5,{"$f":"Daten!F3214","v":0},{"$f":"Daten!G3214","v":0},null,null,0,0,0,0,0,0]
[null,3186,133,5,{"$f":"Daten!F3215","v":0},{"$f":"Daten!G3215","v":0},null,null,0,0,0,0,0,0]
[null,3190,133,5,{"$f":"Daten!F3219","v":0},{"$f":"Daten!G3219","v":0},null,null,0,0,0,0,0,0]
[null,3194,134,5,{"$f":"Daten!F3223","v":0},{"$f":"Daten!G3223","v":0},null,null,0,0,0,0,0,0]
[null,3197,134,5,{"$f":"Daten!F3226","v":0},{"$f":"Daten!G3226","v":0},null,null,0,0,0,0,0,0]
[null,3200,134,5,{"$f":"Daten!F3229","v":0},{"$f":"Daten!G3229","v":0},null,null,0,0,0,0,0,0]
[null,3204,134,5,{"$f":"Daten!F3233","v":0},{"$f":"Daten!G3233","v":0},null,null,0,0,0,0,0,0]
[null,3207,134,5,{"$f":"Daten!F3236","v":0},{"$f":"Daten!G3236","v":0},null,null,0,0,0,0,0,0]
[null,3210,134,5,{"$f":"Daten!F3239","v":0},{"$f":"Daten!G3239","v":0},null,null,0,0,0,0,0,0]
[null,3211,134,5,{"$f":"Daten!F3240","v":0},{"$f":"Daten!G3240","v":0},null,null,0,0,0,0,0,0]
[null,3215,134,5,{"$f":"Daten!F3244","v":0},{"$f":"Daten!G3244","v":0},null,null,0,0,0,0,0,0]
[null,3219,135,5,{"$f":"Daten!F3248","v":0},{"$f":"Daten!G3248","v":0},null,null,0,0,0,0,0,0]
[null,3222,135,5,{"$f":"Daten!F3251","v":0},{"$f":"Daten!G3251","v":0},null,null,0,0,0,0,0,0]
[null,3225,135,5,{"$f":"Daten!F3254","v":0},{"$f":"Daten!G3254","v":0},null,null,0,0,0,0,0,0]
[null,3229,135,5,{"$f":"Daten!F3258","v":0},{"$f":"Daten!G3258","v":0},null,null,0,0,0,0,0,0]
[null,3232,135,5,{"$f":"Daten!F3261","v":0},{"$f":"Daten!G3261","v":0},null,null,0,0,0,0,0,0]
[null,3236,135,5,{"$f":"Daten!F3265","v":0},{"$f":"Daten!G3265","v":0},null,null,0,0,0,0,0,0]
[null,3237,135,5,{"$f":"Daten!F3266","v":0},{"$f":"Daten!G3266","v":0},null,null,0,0,0,0,0,0]
[null,3240,135,5,{"$f":"Daten!F3269","v":0},{"$f":"Daten!G3269","v":0},null,null,0,0,0,0,0,0]
[null,3244,136,5,{"$f":"Daten!F3273","v":0},{"$f":"Daten!G3273","v":0},null,null,0,0,0,0,0,0]
[null,3247,136,5,{"$f":"Daten!F3276","v":0},{"$f":"Daten!G3276","v":0},null,null,0,0,0,0,0,0]
[null,3250,136,5,{"$f":"Daten!F3279","v":0},{"$f":"Daten!G3279","v":0},null,null,0,0,0,0,0,0]
[null,3254,136,5,{"$f":"Daten!F3283","v":0},{"$f":"Daten!G3283","v":0},null,null,0,0,0,0,0,0]
[null,3257,136,5,{"$f":"Daten!F3286","v":0},{"$f":"Daten!G3286","v":0},null,null,0,0,0,0,0,0]
[null,3259,136,5,{"$f":"Daten!F3288","v":0},{"$f":"Daten!G3288","v":0},null,null,0,0,0,0,0,0]
[null,3262,136,5,{"$f":"Daten!F3291","v":0},{"$f":"Daten!G3291","v":0},null,null,0,0,0,0,0,0]
[null,3265,137,5,{"$f":"Daten!F3294","v":0},{"$f":"Daten!G3294","v":0},null,null,0,{"$f":"MIN(E3281,F3281+I3281)","v":0},{"$f":"E3281-J3281","v":0},{"$f":"MIN((F3281-J3281),BatteriespeicherWh-I3281)","v":0},0,{"$f":"IF(L3281>0,I3281+L3281*Wirkungsgrad,I3281+L3281)","v":0}]
[null,3269,137,5,{"$f":"Daten!F3298","v":0},{"$f":"Daten!G3298","v":0},null,null,0,0,0,0,0,0]
[null,3272,137,5,{"$f":"Daten!F3301","v":0},{"$f":"Daten!G3301","v":0},null,null,0,0,0,0,0,0]
[null,3275,137,5,{"$f":"Daten!F3304","v":0},{"$f":"Daten!G3304","v":0},null,null,0,0,0,0,0,0]
[null,3279,137,5,{"$f":"Daten!F3308","v":0},{"$f":"Daten!G3308","v":0},null,null,0,0,0,0,0,0]
[null,3282,137,5,{"$f":"Daten!F3311","v":0},{"$f":"Daten!G3311","v":0},null,null,0,0,0,0,0,0]
[null,3284,137,5,{"$f":"Daten!F3313","v":0},{"$f":"Daten!G3313","v":0},null,null,0,0,0,0,0,0]
[null,3287,137,5,{"$f":"Daten!F3316","v":0},{"$f":"Daten!G3316","v":0},null,null,0,0,0,0,0,0]
[null,3290,138,5,{"$f":"Daten!F3319","v":0},{"$f":"Daten!G3319","v":0},null,null,0,0,0,0,0,0]
[null,3294,138,5,{"$f":"Daten!F3323","v":0},{"$f":"Daten!G3323","v":0},null,null,0,0,0,0,0,0]
[null,3297,138,5,{"$f":"Daten!F3326","v":0},{"$f":"Daten!G3326","v":0},null,null,0,0,0,0,0,0]
[null,3301,138,5,{"$f":"Daten!F3330","v":0},{"$f":"Daten!G3330","v":0},null,null,0,0,0,0,0,0]
[null,3303,138,5,{"$f":"Daten!F3332","v":0},{"$f":"Daten!G3332","v":0},null,null,0,0,0,0,0,0]
[null,3308,138,5,{"$f":"Daten!F3337","v":0},{"$f":"Daten!G3337","v":0},null,null,0,0,0,0,0,0]
[null,3309,138,5,{"$f":"Daten!F3338","v":0},{"$f":"Daten!G3338","v":0},null,null,0,0,0,0,0,0]
[null,3312,138,5,{"$f":"Daten!F3341","v":0},{"$f":"Daten!G3341","v":0},null,null,0,0,0,0,0,0]
[null,3315,139,5,{"$f":"Daten!F3344","v":0},{"$f":"Daten!G3344","v":0},null,null,0,0,0,0,0,0]
[null,3319,139,5,{"$f":"Daten!F3348","v":0},{"$f":"Daten!G3348","v":0},null,null,0,0,0,0,0,0]
[null,3322,139,5,{"$f":"Daten!F3351","v":0},{"$f":"Daten!G3351","v":0},null,null,0,0,0,0,0,0]
[null,3324,139,5,{"$f":"Daten!F3353","v":0},{"$f":"Daten!G3353","v":0},null,null,0,0,0,0,0,0]
[null,3330,{"$f":"CEILING(B3346/24,1)","v":139},{"$f":"MONTH(C3346)","v":5},{"$f":"Daten!F3359","v":0},{"$f":"Daten!G3359","v":0},null,null,{"$f":"N3345","v":0},0,0,0,{"$f":"F3346-(J3346+L3346)","v":0},0]
[null,3333,139,5,{"$f":"Daten!F3362","v":0},{"$f":"Daten!G3362","v":0},null,null,0,0,0,0,0,0]
[null,3334,139,5,{"$f":"Daten!F3363","v":0},{"$f":"Daten!G3363","v":0},null,null,0,0,0,0,0,0]
[null,3337,140,5,{"$f":"Daten!F3366","v":0},{"$f":"Daten!G3366","v":0},null,null,0,0,0,0,0,0]
[null,3341,140,5,{"$f":"Daten!F3370","v":0},{"$f":"Daten!G3370","v":0},null,null,0,0,0,0,0,0]
[null,3344,140,5,{"$f":"Daten!F3373","v":0},{"$f":"Daten!G3373","v":0},null,null,0,0,0,0,0,0]
[null,3349,140,5,{"$f":"Daten!F3378","v":0},{"$f":"Daten!G3378","v":0},null,null,0,0,0,0,0,0]
[null,3352,140,5,{"$f":"Daten!F3381","v":0},{"$f":"Daten!G3381","v":0},null,null,0,0,0,0,0,0]
[null,3355,140,5,{"$f":"Daten!F3384","v":0},{"$f":"Daten!G3384","v":0},null,null,0,0,0,0,0,0]
[null,3358,140,5,{"$f":"Daten!F3387","v":0},{"$f":"Daten!G3387","v":0},null,null,0,0,0,0,0,0]
[null,3359,140,5,{"$f":"Daten!F3388","v":0},{"$f":"Daten!G3388","v":0},null,null,0,0,0,0,0,0]
[null,3362,141,5,{"$f":"Daten!F3391","v":0},{"$f":"Daten!G3391","v":0},null,null,0,0,0,0,0,0]
[null,3366,141,5,{"$f":"Daten!F3395","v":0},{"$f":"Daten!G3395","v":0},null,null,0,0,0,0,0,0]
[null,3369,141,5,{"$f":"Daten!F3398","v":0},{"$f":"Daten!G3398","v":0},null,null,0,0,0,0,0,0]
[null,3374,141,5,{"$f":"Daten!F3403","v":0},{"$f":"Daten!G3403","v":0},null,null,0,0,0,0,0,0]
[null,3377,141,5,{"$f":"Daten!F3406","v":0},{"$f":"Daten!G3406","v":0},null,null,0,0,0,0,0,0]
[null,3380,141,5,{"$f":"Daten!F3409","v":0},{"$f":"Daten!G3409","v":0},null,null,0,0,0,0,0,0]
[null,3383,141,5,{"$f":"Daten!F3412","v":0},{"$f":"Daten!G3412","v":0},null,null,0,0,0,0,0,0]
[null,3384,141,5,{"$f":"Daten!F3413","v":0},{"$f":"Daten!G3413","v":0},null,null,0,0,0,0,0,0]
[null,3387,142,5,{"$f":"Daten!F3416","v":0},{"$f":"Daten!G3416","v":0},null,null,0,0,0,0,0,0]
[null,3391,142,5,{"$f":"Daten!F3420","v":0},{"$f":"Daten!G3420","v":0},null,null,0,0,0,0,0,0]
[null,3395,142,5,{"$f":"Daten!F3424","v":0},{"$f":"Daten!G3424","v":0},null,null,0,0,0,0,0,0]
[null,3398,142,5,{"$f":"Daten!F3427","v":0},{"$f":"Daten!G3427","v":0},null,null,0,0,0,0,0,0]
[null,3402,142,5,{"$f":"Daten!F3431","v":0},{"$f":"Daten!G3431","v":0},null,null,0,0,0,0,0,0]
[null,3405,142,5,{"$f":"Daten!F3434","v":0},{"$f":"Daten!G3434","v":0},null,null,0,0,0,0,0,0]
[null,3406,142,5,{"$f":"Daten!F3435","v":0},{"$f":"Daten!G3435","v":0},null,null,0,0,0,0,0,0]
[null,3409,143,5,{"$f":"Daten!F3438","v":0},{"$f":"Daten!G3438","v":0},null,null,0,0,0,0,0,0]
[null,3412,143,5,{"$f":"Daten!F3441","v":0},{"$f":"Daten!G3441","v":0},null,null,0,0,0,0,0,0]
[null,3416,143,5,{"$f":"Daten!F3445","v":0},{"$f":"Daten!G3445","v":0},null,null,0,0,0,0,0,0]
[null,3420,143,5,{"$f":"Daten!F3449","v":0},{"$f":"Daten!G3449","v":0},null,null,0,0,0,0,0,0]
[null,3423,143,5,{"$f":"Daten!F3452","v":0},{"$f":"Daten!G3452","v":0},null,null,0,0,0,0,0,0]
[null,3427,143,5,{"$f":"Daten!F3456","v":0},{"$f":"Daten!G3456","v":0},null,null,0,0,0,0,0,0]
[null,3430,143,5,{"$f":"Daten!F3459","v":0},{"$f":"Daten!G3459","v":0},null,null,0,0,0,0,0,0]
[null,3431,143,5,{"$f":"Daten!F3460","v":0},{"$f":"Daten!G3460","v":0},null,null,0,0,0,0,0,0]
[null,3434,144,5,{"$f":"Daten!F3463","v":0},{"$f":"Daten!G3463","v":0},null,null,0,0,0,0,0,0]
[null,3437,144,5,{"$f":"Daten!F3466","v":0},{"$f":"Daten!G3466","v":0},null,null,0,0,0,0,0,0]
[null,3442,144,5,{"$f":"Daten!F3471","v":0},{"$f":"Daten!G3471","v":0},null,null,0,0,0,0,0,0]
[null,3445,144,5,{"$f":"Daten!F3474","v":0},{"$f":"Daten!G3474","v":0},null,null,0,0,0,0,0,0]
[null,3448,144,5,{"$f":"Daten!F3477","v":0},{"$f":"Daten!G3477","v":0},null,null,0,0,0,0,0,0]
[null,3452,144,5,{"$f":"Daten!F3481","v":0},{"$f":"Daten!G3481","v":0},null,null,0,0,0,0,0,0]
[null,3455,144,5,{"$f":"Daten!F3484","v":0},{"$f":"Daten!G3484","v":0},null,null,0,0,0,0,0,0]
[null,3456,144,5,{"$f":"Daten!F3485","v":0},{"$f":"Daten!G3485","v":0},null,null,0,0,0,0,0,0]
[null,3459,145,5,{"$f":"Daten!F3488","v":0},{"$f":"Daten!G3488","v":0},null,null,0,0,0,0,0,0]
[null,3462,145,5,{"$f":"Daten!F3491","v":0},{"$f":"Daten!G3491","v":0},null,null,0,0,0,0,0,0]
[null,3467,145,5,{"$f":"Daten!F3496","v":0},{"$f":"Daten!G3496","v":0},null,null,0,0,0,0,0,0]
[null,3470,145,5,{"$f":"Daten!F3499","v":0},{"$f":"Daten!G3499","v":0},null,null,0,0,0,0,0,0]
[null,3474,145,5,{"$f":"Daten!F3503","v":0},{"$f":"Daten!G3503","v":0},null,null,0,0,0,0,0,0]
[null,3477,145,5,{"$f":"Daten!F3506","v":0},{"$f":"Daten!G3506","v":0},null,null,0,0,0,0,0,0]
[null,3480,145,5,{"$f":"Daten!F3509","v":0},{"$f":"Daten!G3509","v":0},null,null,0,0,0,0,0,0]
[null,3481,146,5,{"$f":"Daten!F3510","v":0},{"$f":"Daten!G3510","v":0},null,null,0,0,0,0,0,0]
[null,3487,146,5,{"$f":"Daten!F3516","v":0},{"$f":"Daten!G3516","v":0},null,null,0,0,0,0,0,0]
[null,3488,146,5,{"$f":"Daten!F3517","v":0},{"$f":"Daten!G3517","v":0},null,null,0,0,0,0,0,0]
[null,3492,146,5,{"$f":"Daten!F3521","v":0},{"$f":"Daten!G3521","v":0},null,null,0,0,0,0,0,0]
[null,3495,146,5,{"$f":"Daten!F3524","v":0},{"$f":"Daten!G3524","v":0},null,null,0,0,0,0,0,0]
[null,3499,146,5,{"$f":"Daten!F3528","v":0},{"$f":"Daten!G3528","v":0},null,null,0,0,0,0,0,0]
[null,3502,146,5,{"$f":"Daten!F3531","v":0},{"$f":"Daten!G3531","v":0},null,null,0,0,0,0,0,0]
[null,3505,147,5,{"$f":"Daten!F3534","v":0},{"$f":"Daten!G3534","v":0},null,null,0,0,0,0,0,0]
[null,3508,147,5,{"$f":"Daten!F3537","v":0},{"$f":"Daten!G3537","v":0},null,null,0,0,0,0,0,0]
[null,3510,147,5,{"$f":"Daten!F3539","v":0},{"$f":"Daten!G3539","v":0},null,null,0,0,0,0,0,0]
[null,3514,147,5,{"$f":"Daten!F3543","v":0},{"$f":"Daten!G3543","v":0},null,null,0,0,0,0,0,0]
[null,3517,147,5,{"$f":"Daten!F3546","v":0},{"$f":"Daten!G3546","v":0},null,null,0,0,0,0,0,0]
[null,3520,147,5,{"$f":"Daten!F3549","v":0},{"$f":"Daten!G3549","v":0},null,null,0,0,0,0,0,0]
[null,3524,147,5,{"$f":"Daten!F3553","v":0},{"$f":"Daten!G3553","v":0},null,null,0,0,0,0,0,0]
[null,3527,147,5,{"$f":"Daten!F3556","v":0},{"$f":"Daten!G3556","v":0},null,null,0,0,0,0,0,0]
[null,3529,148,5,{"$f":"Daten!F3558","v":0},{"$f":"Daten!G3558","v":0},null,null,0,0,0,0,0,0]
[null,3532,148,5,{"$f":"Daten!F3561","v":0},{"$f":"Daten!G3561","v":0},null,null,0,0,0,0,0,0]
[null,3535,148,5,{"$f":"Daten!F3564","v":0},{"$f":"Daten!G3564","v":0},null,null,0,0,0,0,0,0]
[null,3539,148,5,{"$f":"Daten!F3568","v":0},{"$f":"Daten!G3568","v":0},null,null,0,0,0,0,0,0]
[null,3542,148,5,{"$f":"Daten!F3571","v":0},{"$f":"Daten!G3571","v":0},null,null,0,0,0,0,0,0]
[null,3545,148,5,{"$f":"Daten!F3574","v":0},{"$f":"Daten!G3574","v":0},null,null,0,0,0,0,0,0]
[null,3549,148,5,{"$f":"Daten!F3578","v":0},{"$f":"Daten!G3578","v":0},null,null,0,0,0,0,0,0]
[null,3550,148,5,{"$f":"Daten!F3579","v":0},{"$f":"Daten!G3579","v":0},null,null,0,0,0,0,0,0]
[null,3556,149,5,{"$f":"Daten!F3585","v":0},{"$f":"Daten!G3585","v":0},null,null,0,0,0,0,0,0]
[null,3557,149,5,{"$f":"Daten!F3586","v":0},{"$f":"Daten!G3586","v":0},null,null,0,0,0,0,0,0]
[null,3560,149,5,{"$f":"Daten!F3589","v":0},{"$f":"Daten!G3589","v":0},null,null,0,0,0,0,0,0]
[null,3564,149,5,{"$f":"Daten!F3593","v":0},{"$f":"Daten!G3593","v":0},null,null,0,0,0,0,0,0]
[null,3567,149,5,{"$f":"Daten!F3596","v":0},{"$f":"Daten!G3596","v":0},null,null,0,0,0,0,0,0]
[null,3570,149,5,{"$f":"Daten!F3599","v":0},{"$f":"Daten!G3599","v":0},null,null,0,0,0,0,0,0]
[null,3574,149,5,{"$f":"Daten!F3603","v":0},{"$f":"Daten!G3603","v":0},null,null,0,0,0,0,0,0]
[null,3575,149,5,{"$f":"Daten!F3604","v":0},{"$f":"Daten!G3604","v":0},null,null,0,0,0,0,0,0]
[null,3579,150,5,{"$f":"Daten!F3608","v":0},{"$f":"Daten!G3608","v":0},null,null,0,0,0,0,0,0]
[null,3582,150,5,{"$f":"Daten!F3611","v":0},{"$f":"Daten!G3611","v":0},null,null,0,0,0,0,0,0]
[null,3585,150,5,{"$f":"Daten!F3614","v":0},{"$f":"Daten!G3614","v":0},null,null,0,{"$f":"MIN(E3601,F3601+I3601)","v":0},{"$f":"E3601-J3601","v":0},{"$f":"MIN((F3601-J3601),BatteriespeicherWh-I3601)","v":0},0,{"$f":"IF(L3601>0,I3601+L3601*Wirkungsgrad,I3601+L3601)","v":0}]
[null,3589,150,5,{"$f":"Daten!F3618","v":0},{"$f":"Daten!G3618","v":0},null,null,0,0,0,0,0,0]
[null,3592,150,5,{"$f":"Daten!F3621","v":0},{"$f":"Daten!G3621","v":0},null,null,0,0,0,0,0,0]
[null,3595,150,5,{"$f":"Daten!F3624","v":0},{"$f":"Daten!G3624","v":0},null,null,0,0,0,0,0,0]
[null,3600,150,5,{"$f":"Daten!F3629","v":0},{"$f":"Daten!G3629","v":0},null,null,0,0,0,0,0,0]
[null,3603,151,5,{"$f":"Daten!F3632","v":0},{"$f":"Daten!G3632","v":0},null,null,0,0,0,0,0,0]
[null,3604,151,5,{"$f":"Daten!F3633","v":0},{"$f":"Daten!G3633","v":0},null,null,0,0,0,0,0,0]
[null,3607,151,5,{"$f":"Daten!F3636","v":0},{"$f":"Daten!G3636","v":0},null,null,0,0,0,0,0,0]
[null,3610,151,5,{"$f":"Daten!F3639","v":0},{"$f":"Daten!G3639","v":0},null,null,0,0,0,0,0,0]
[null,3614,151,5,{"$f":"Daten!F3643","v":0},{"$f":"Daten!G3643","v":0},null,null,0,0,0,0,0,0]
[null,3617,151,5,{"$f":"Daten!F3646","v":0},{"$f":"Daten!G3646","v":0},null,null,0,0,0,0,0,0]
[null,3621,151,5,{"$f":"Daten!F3650","v":0},{"$f":"Daten!G3650","v":0},null,null,0,0,0,0,0,0]
[null,3625,152,5,{"$f":"Daten!F3654","v":0},{"$f":"Daten!G3654","v":0},null,null,0,0,0,0,0,0]
[null,3628,152,5,{"$f":"Daten!F3657","v":0},{"$f":"Daten!G3657","v":0},null,null,0,0,0,0,0,0]
[null,3629,152,5,{"$f":"Daten!F3658","v":0},{"$f":"Daten!G3658","v":0},null,null,0,0,0,0,0,0]
[null,3632,152,5,{"$f":"Daten!F3661","v":0},{"$f":"Daten!G3661","v":0},null,null,0,0,0,0,0,0]
[null,3635,152,5,{"$f":"Daten!F3664","v":0},{"$f":"Daten!G3664","v":0},null,null,0,0,0,0,0,0]
[null,3639,152,5,{"$f":"Daten!F3668","v":0},{"$f":"Daten!G3668","v":0},null,null,0,0,0,0,0,0]
[null,3642,152,5,{"$f":"Daten!F3671","v":0},{"$f":"Daten!G3671","v":0},null,null,0,0,0,0,0,0]
[null,3647,152,5,{"$f":"Daten!F3676","v":0},{"$f":"Daten!G3676","v":0},null,null,0,0,0,0,0,0]
[null,3650,{"$f":"CEILING(B3666/24,1)","v":153},{"$f":"MONTH(C3666)","v":6},{"$f":"Daten!F3679","v":0},{"$f":"Daten!G3679","v":0},null,null,{"$f":"N3665","v":0},0,0,0,{"$f":"F3666-(J3666+L3666)","v":0},0]
[null,3653,153,6,{"$f":"Daten!F3682","v":0},{"$f":"Daten!G3682","v":0},null,null,0,0,0,0,0,0]
[null,3654,153,6,{"$f":"Daten!F3683","v":0},{"$f":"Daten!G3683","v":0},null,null,0,0,0,0,0,0]
[null,3657,153,6,{"$f":"Daten!F3686","v":0},{"$f":"Daten!G3686","v":0},null,null,0,0,0,0,0,0]
[null,3660,153,6,{"$f":"Daten!F3689","v":0},{"$f":"Daten!G3689","v":0},null,null,0,0,0,0,0,0]
[null,3664,153,6,{"$f":"Daten!F3693","v":0},{"$f":"Daten!G3693","v":0},null,null,0,0,0,0,0,0]
[null,3667,153,6,{"$f":"Daten!F3696","v":0},{"$f":"Daten!G3696","v":0},null,null,0,0,0,0,0,0]
[null,3672,153,6,{"$f":"Daten!F3701","v":0},{"$f":"Daten!G3701","v":0},null,null,0,0,0,0,0,0]
[null,3675,154,6,{"$f":"Daten!F3704","v":0},{"$f":"Daten!G3704","v":0},null,null,0,0,0,0,0,0]
[null,3678,154,6,{"$f":"Daten!F3707","v":0},{"$f":"Daten!G3707","v":0},null,null,0,0,0,0,0,0]
[null,3679,154,6,{"$f":"Daten!F3708","v":0},{"$f":"Daten!G3708","v":0},null,null,0,0,0,0,0,0]
[null,3682,154,6,{"$f":"Daten!F3711","v":0},{"$f":"Daten!G3711","v":0},null,null,0,0,0,0,0,0]
[null,3686,154,6,{"$f":"Daten!F3715","v":0},{"$f":"Daten!G3715","v":0},null,null,0,0,0,0,0,0]
[null,3688,154,6,{"$f":"Daten!F3717","v":0},{"$f":"Daten!G3717","v":0},null,null,0,0,0,0,0,0]
[null,3693,154,6,{"$f":"Daten!F3722","v":0},{"$f":"Daten!G3722","v":0},null,null,0,0,0,0,0,0]
[null,3697,155,6,{"$f":"Daten!F3726","v":0},{"$f":"Daten!G3726","v":0},null,null,0,0,0,0,0,0]
[null,3700,155,6,{"$f":"Daten!F3729","v":0},{"$f":"Daten!G3729","v":0},null,null,0,0,0,0,0,0]
[null,3703,155,6,{"$f":"Daten!F3732","v":0},{"$f":"Daten!G3732","v":0},null,null,0,0,0,0,0,0]
[null,3704,155,6,{"$f":"Daten!F3733","v":0},{"$f":"Daten!G3733","v":0},null,null,0,0,0,0,0,0]
[null,3707,155,6,{"$f":"Daten!F3736","v":0},{"$f":"Daten!G3736","v":0},null,null,0,0,0,0,0,0]
[null,3713,155,6,{"$f":"Daten!F3742","v":0},{"$f":"Daten!G3742","v":0},null,null,0,{"$f":"MIN(E3729,F3729+I3729)","v":0},{"$f":"E3729-J3729","v":0},{"$f":"MIN((F3729-J3729),BatteriespeicherWh-I3729)","v":0},0,{"$f":"IF(L3729>0,I3729+L3729*Wirkungsgrad,I3729+L3729)","v":0}]
[null,3715,155,6,{"$f":"Daten!F3744","v":0},{"$f":"Daten!G3744","v":0},null,null,0,0,0,0,0,0]
[null,3718,155,6,{"$f":"Daten!F3747","v":0},{"$f":"Daten!G3747","v":0},null,null,0,0,0,0,0,0]
[null,3722,156,6,{"$f":"Daten!F3751","v":0},{"$f":"Daten!G3751","v":0},null,null,0,0,0,0,0,0]
[null,3725,156,6,{"$f":"Daten!F3754","v":0},{"$f":"Daten!G3754","v":0},null,null,0,0,0,0,0,0]
[null,3728,156,6,{"$f":"Daten!F3757","v":0},{"$f":"Daten!G3757","v":0},null,null,0,0,0,0,0,0]
[null,3729,156,6,{"$f":"Daten!F3758","v":0},{"$f":"Daten!G3758","v":0},null,null,0,0,0,0,0,0]
[null,3734,156,6,{"$f":"Daten!F3763","v":0},{"$f":"Daten!G3763","v":0},null,null,0,0,0,0,0,0]
[null,3737,156,6,{"$f":"Daten!F3766","v":0},{"$f":"Daten!G3766","v":0},null,null,0,0,0,0,0,0]
[null,3740,156,6,{"$f":"Daten!F3769","v":0},{"$f":"Daten!G3769","v":0},null,null,0,0,0,0,0,0]
[null,3743,156,6,{"$f":"Daten!F3772","v":0},{"$f":"Daten!G3772","v":0},null,null,0,0,0,0,0,0]
[null,3747,157,6,{"$f":"Daten!F3776","v":0},{"$f":"Daten!G3776","v":0},null,null,0,0,0,0,0,0]
[null,3750,157,6,{"$f":"Daten!F3779","v":0},{"$f":"Daten!G3779","v":0},null,null,0,0,0,0,0,0]
[null,3751,157,6,{"$f":"Daten!F3780","v":0},{"$f":"Daten!G3780","v":0},null,null,0,0,0,0,0,0]
[null,3754,157,6,{"$f":"Daten!F3783","v":0},{"$f":"Daten!G3783","v":0},null,null,0,0,0,0,0,0]
[null,3759,157,6,{"$f":"Daten!F3788","v":0},{"$f":"Daten!G3788","v":0},null,null,0,0,0,0,0,0]
[null,3762,157,6,{"$f":"Daten!F3791","v":0},{"$f":"Daten!G3791","v":0},null,null,0,0,0,0,0,0]
[null,3765,157,6,{"$f":"Daten!F3794","v":0},{"$f":"Daten!G3794","v":0},null,null,0,0,0,0,0,0]
[null,3768,157,6,{"$f":"Daten!F3797","v":0},{"$f":"Daten!G3797","v":0},null,null,0,0,0,0,0,0]
[null,3772,158,6,{"$f":"Daten!F3801","v":0},{"$f":"Daten!G3801","v":0},null,null,0,0,0,0,0,0]
[null,3775,158,6,{"$f":"Daten!F3804","v":0},{"$f":"Daten!G3804","v":0},null,null,0,0,0,0,0,0]
[null,3776,158,6,{"$f":"Daten!F3805","v":0},{"$f":"Daten!G3805","v":0},null,null,0,0,0,0,0,0]
[null,3780,158,6,{"$f":"Daten!F3809","v":0},{"$f":"Daten!G3809","v":0},null,null,0,0,0,0,0,0]
[null,3783,158,6,{"$f":"Daten!F3812","v":0},{"$f":"Daten!G3812","v":0},null,null,0,0,0,0,0,0]
[null,3787,158,6,{"$f":"Daten!F3816","v":0},{"$f":"Daten!G3816","v":0},null,null,0,0,0,0,0,0]
[null,3790,158,6,{"$f":"Daten!F3819","v":0},{"$f":"Daten!G3819","v":0},null,null,0,0,0,0,0,0]
[null,3794,159,6,{"$f":"Daten!F3823","v":0},{"$f":"Daten!G3823","v":0},null,null,0,0,0,0,0,0]
[null,3797,159,6,{"$f":"Daten!F3826","v":0},{"$f":"Daten!G3826","v":0},null,null,0,0,0,0,0,0]
[null,3800,159,6,{"$f":"Daten!F3829","v":0},{"$f":"Daten!G3829","v":0},null,null,0,0,0,0,0,0]
[null,3801,159,6,{"$f":"Daten!F3830","v":0},{"$f":"Daten!G3830","v":0},null,null,0,0,0,0,0,0]
[null,3805,159,6,{"$f":"Daten!F3834","v":0},{"$f":"Daten!G3834","v":0},null,null,0,0,0,0,0,0]
[null,3808,159,6,{"$f":"Daten!F3837","v":0},{"$f":"Daten!G3837","v":0},null,null,0,0,0,0,0,0]
[null,3812,159,6,{"$f":"Daten!F3841","v":0},{"$f":"Daten!G3841","v":0},null,null,0,0,0,0,0,0]
[null,3815,159,6,{"$f":"Daten!F3844","v":0},{"$f":"Daten!G3844","v":0},null,null,0,0,0,0,0,0]
[null,3819,160,6,{"$f":"Daten!F3848","v":0},{"$f":"Daten!G3848","v":0},null,null,0,0,0,0,0,0]
[null,3822,160,6,{"$f":"Daten!F3851","v":0},{"$f":"Daten!G3851","v":0},null,null,0,0,0,0,0,0]
[null,3826,160,6,{"$f":"Daten!F3855","v":0},{"$f":"Daten!G3855","v":0},null,null,0,0,0,0,0,0]
[null,3827,160,6,{"$f":"Daten!F3856","v":0},{"$f":"Daten!G3856","v":0},null,null,0,0,0,0,0,0]
[null,3830,160,6,{"$f":"Daten!F3859","v":0},{"$f":"Daten!G3859","v":0},null,null,0,0,0,0,0,0]
[null,3833,160,6,{"$f":"Daten!F3862","v":0},{"$f":"Daten!G3862","v":0},null,null,0,0,0,0,0,0]
[null,3837,160,6,{"$f":"Daten!F3866","v":0},{"$f":"Daten!G3866","v":0},null,null,0,0,0,0,0,0]
[null,3840,160,6,{"$f":"Daten!F3869","v":0},{"$f":"Daten!G3869","v":0},null,null,0,0,0,0,0,0]
[null,3844,161,6,{"$f":"Daten!F3873","v":0},{"$f":"Daten!G3873","v":0},null,null,0,0,0,0,0,0]
[null,3847,161,6,{"$f":"Daten!F3876","v":0},{"$f":"Daten!G3876","v":0},null,null,0,0,0,0,0,0]
[null,3851,161,6,{"$f":"Daten!F3880","v":0},{"$f":"Daten!G3880","v":0},null,null,0,0,0,0,0,0]
[null,3852,161,6,{"$f":"Daten!F3881","v":0},{"$f":"Daten!G3881","v":0},null,null,0,0,0,0,0,0]
[null,3855,161,6,{"$f":"Daten!F3884","v":0},{"$f":"Daten!G3884","v":0},null,null,0,0,0,0,0,0]
[null,3859,161,6,{"$f":"Daten!F3888","v":0},{"$f":"Daten!G3888","v":0},null,null,0,0,0,0,0,0]
[null,3862,161,6,{"$f":"Daten!F3891","v":0},{"$f":"Daten!G3891","v":0},null,null,0,0,0,0,0,0]
[null,3865,162,6,{"$f":"Daten!F3894","v":0},{"$f":"Daten!G3894","v":0},null,null,0,0,0,0,0,0]
[null,3869,162,6,{"$f":"Daten!F3898","v":0},{"$f":"Daten!G3898","v":0},null,null,0,0,0,0,0,0]
[null,3872,162,6,{"$f":"Daten!F3901","v":0},{"$f":"Daten!G3901","v":0},null,null,0,0,0,0,0,0]
[null,3876,162,6,{"$f":"Daten!F3905","v":0},{"$f":"Daten!G3905","v":0},null,null,0,0,0,0,0,0]
[null,3877,162,6,{"$f":"Daten!F3906","v":0},{"$f":"Daten!G3906","v":0},null,null,0,0,0,0,0,0]
[null,3880,162,6,{"$f":"Daten!F3909","v":0},{"$f":"Daten!G3909","v":0},null,null,0,0,0,0,0,0]
[null,3884,162,6,{"$f":"Daten!F3913","v":0},{"$f":"Daten!G3913","v":0},null,null,0,0,0,0,0,0]
[null,3887,162,6,{"$f":"Daten!F3916","v":0},{"$f":"Daten!G3916","v":0},null,null,0,0,0,0,0,0]
[null,3890,163,6,{"$f":"Daten!F3919","v":0},{"$f":"Daten!G3919","v":0},null,null,0,0,0,0,0,0]
[null,3893,163,6,{"$f":"Daten!F3922","v":0},{"$f":"Daten!G3922","v":0},null,null,0,0,0,0,0,0]
[null,3898,163,6,{"$f":"Daten!F3927","v":0},{"$f":"Daten!G3927","v":0},null,null,0,0,0,0,0,0]
[null,3901,163,6,{"$f":"Daten!F3930","v":0},{"$f":"Daten!G3930","v":0},null,null,0,0,0,0,0,0]
[null,3902,163,6,{"$f":"Daten!F3931","v":0},{"$f":"Daten!G3931","v":0},null,null,0,0,0,0,0,0]
[null,3905,163,6,{"$f":"Daten!F3934","v":0},{"$f":"Daten!G3934","v":0},null,null,0,{"$f":"MIN(E3921,F3921+I3921)","v":0},{"$f":"E3921-J3921","v":0},{"$f":"MIN((F3921-J3921),BatteriespeicherWh-I3921)","v":0},0,{"$f":"IF(L3921>0,I3921+L3921*Wirkungsgrad,I3921+L3921)","v":0}]
[null,3909,163,6,{"$f":"Daten!F3938","v":0},{"$f":"Daten!G3938","v":0},null,null,0,0,0,0,0,0]
[null,3912,163,6,{"$f":"Daten!F3941","v":0},{"$f":"Daten!G3941","v":0},null,null,0,0,0,0,0,0]
[null,3914,164,6,{"$f":"Daten!F3943","v":0},{"$f":"Daten!G3943","v":0},null,null,0,0,0,0,0,0]
[null,3920,164,6,{"$f":"Daten!F3949","v":0},{"$f":"Daten!G3949","v":0},null,null,0,0,0,0,0,0]
[null,3923,164,6,{"$f":"Daten!F3952","v":0},{"$f":"Daten!G3952","v":0},null,null,0,0,0,0,0,0]
[null,3924,164,6,{"$f":"Daten!F3953","v":0},{"$f":"Daten!G3953","v":0},null,null,0,0,0,0,0,0]
[null,3927,164,6,{"$f":"Daten!F3956","v":0},{"$f":"Daten!G3956","v":0},null,null,0,0,0,0,0,0]
[null,3930,164,6,{"$f":"Daten!F3959","v":0},{"$f":"Daten!G3959","v":0},null,null,0,0,0,0,0,0]
[null,3934,164,6,{"$f":"Daten!F3963","v":0},{"$f":"Daten!G3963","v":0},null,null,0,0,0,0,0,0]
[null,3937,165,6,{"$f":"Daten!F3966","v":0},{"$f":"Daten!G3966","v":0},null,null,0,0,0,0,0,0]
[null,3939,165,6,{"$f":"Daten!F3968","v":0},{"$f":"Daten!G3968","v":0},null,null,0,0,0,0,0,0]
[null,3945,165,6,{"$f":"Daten!F3974","v":0},{"$f":"Daten!G3974","v":0},null,null,0,0,0,0,0,0]
[null,3948,165,6,{"$f":"Daten!F3977","v":0},{"$f":"Daten!G3977","v":0},null,null,0,0,0,0,0,0]
[null,3949,165,6,{"$f":"Daten!F3978","v":0},{"$f":"Daten!G3978","v":0},null,null,0,0,0,0,0,0]
[null,3952,165,6,{"$f":"Daten!F3981","v":0},{"$f":"Daten!G3981","v":0},null,null,0,0,0,0,0,0]
[null,3955,165,6,{"$f":"Daten!F3984","v":0},{"$f":"Daten!G3984","v":0},null,null,0,0,0,0,0,0]
[null,3959,165,6,{"$f":"Daten!F3988","v":0},{"$f":"Daten!G3988","v":0},null,null,0,0,0,0,0,0]
[null,3964,166,6,{"$f":"Daten!F3993","v":0},{"$f":"Daten!G3993","v":0},null,null,0,0,0,0,0,0]
[null,3967,166,6,{"$f":"Daten!F3996","v":0},{"$f":"Daten!G3996","v":0},null,null,0,0,0,0,0,0]
[null,3970,{"$f":"CEILING(B3986/24,1)","v":166},{"$f":"MONTH(C3986)","v":6},{"$f":"Daten!F3999","v":0},{"$f":"Daten!G3999","v":0},null,null,{"$f":"N3985","v":0},0,0,0,{"$f":"F3986-(J3986+L3986)","v":0},0]
[null,3973,166,6,{"$f":"Daten!F4002","v":0},{"$f":"Daten!G4002","v":0},null,null,0,0,0,0,0,0]
[null,3974,166,6,{"$f":"Daten!F4003","v":0},{"$f":"Daten!G4003","v":0},null,null,0,0,0,0,0,0]
[null,3977,166,6,{"$f":"Daten!F4006","v":0},{"$f":"Daten!G4006","v":0},null,null,0,0,0,0,0,0]
[null,3980,166,6,{"$f":"Daten!F4009","v":0},{"$f":"Daten!G4009","v":0},null,null,0,0,0,0,0,0]
[null,3985,167,6,{"$f":"Daten!F4014","v":0},{"$f":"Daten!G4014","v":0},null,null,0,0,0,0,0,0]
[null,3988,167,6,{"$f":"Daten!F4017","v":0},{"$f":"Daten!G4017","v":0},null,null,0,0,0,0,0,0]
[null,3992,167,6,{"$f":"Daten!F4021","v":0},{"$f":"Daten!G4021","v":0},null,null,0,0,0,0,0,0]
[null,3995,167,6,{"$f":"Daten!F4024","v":0},{"$f":"Daten!G4024","v":0},null,null,0,0,0,0,0,0]
[null,3998,167,6,{"$f":"Daten!F4027","v":0},{"$f":"Daten!G4027","v":0},null,null,0,0,0,0,0,0]
[null,3999,167,6,{"$f":"Daten!F4028","v":0},{"$f":"Daten!G4028","v":0},null,null,0,0,0,0,0,0]
[null,4002,167,6,{"$f":"Daten!F4031","v":0},{"$f":"Daten!G4031","v":0},null,null,0,0,0,0,0,0]
[null,4006,167,6,{"$f":"Daten!F4035","v":0},{"$f":"Daten!G4035","v":0},null,null,0,0,0,0,0,0]
[null,4010,168,6,{"$f":"Daten!F4039","v":0},{"$f":"Daten!G4039","v":0},null,null,0,0,0,0,0,0]
[null,4013,168,6,{"$f":"Daten!F4042","v":0},{"$f":"Daten!G4042","v":0},null,null,0,0,0,0,0,0]
[null,4017,168,6,{"$f":"Daten!F4046","v":0},{"$f":"Daten!G4046","v":0},null,null,0,0,0,0,0,0]
[null,4020,168,6,{"$f":"Daten!F4049","v":0},{"$f":"Daten!G4049","v":0},null,null,0,0,0,0,0,0]
[null,4023,168,6,{"$f":"Daten!F4052","v":0},{"$f":"Daten!G4052","v":0},null,null,0,0,0,0,0,0]
[null,4024,168,6,{"$f":"Daten!F4053","v":0},{"$f":"Daten!G4053","v":0},null,null,0,0,0,0,0,0]
[null,4027,168,6,{"$f":"Daten!F4056","v":0},{"$f":"Daten!G4056","v":0},null,null,0,0,0,0,0,0]
[null,4031,168,6,{"$f":"Daten!F4060","v":0},{"$f":"Daten!G4060","v":0},null,null,0,0,0,0,0,0]
[null,4035,169,6,{"$f":"Daten!F4064","v":0},{"$f":"Daten!G4064","v":0},null,null,0,0,0,0,0,0]
[null,4038,169,6,{"$f":"Daten!F4067","v":0},{"$f":"Daten!G4067","v":0},null,null,0,0,0,0,0,0]
[null,4042,169,6,{"$f":"Daten!F4071","v":0},{"$f":"Daten!G4071","v":0},null,null,0,0,0,0,0,0]
[null,4045,169,6,{"$f":"Daten!F4074","v":0},{"$f":"Daten!G4074","v":0},null,null,0,0,0,0,0,0]
[null,4048,169,6,{"$f":"Daten!F4077","v":0},{"$f":"Daten!G4077","v":0},null,null,0,0,0,0,0,0]
[null,4049,169,6,{"$f":"Daten!F4078","v":0},{"$f":"Daten!G4078","v":0},null,null,0,0,0,0,0,0]
[null,4052,169,6,{"$f":"Daten!F4081","v":0},{"$f":"Daten!G4081","v":0},null,null,0,0,0,0,0,0]
[null,4057,170,6,{"$f":"Daten!F4086","v":0},{"$f":"Daten!G4086","v":0},null,null,0,0,0,0,0,0]
[null,4060,170,6,{"$f":"Daten!F4089","v":0},{"$f":"Daten!G4089","v":0},null,null,0,0,0,0,0,0]
[null,4063,170,6,{"$f":"Daten!F4092","v":0},{"$f":"Daten!G4092","v":0},null,null,0,0,0,0,0,0]
[null,4067,170,6,{"$f":"Daten!F4096","v":0},{"$f":"Daten!G4096","v":0},null,null,0,0,0,0,0,0]
[null,4070,170,6,{"$f":"Daten!F4099","v":0},{"$f":"Daten!G4099","v":0},null,null,0,0,0,0,0,0]
[null,4071,170,6,{"$f":"Daten!F4100","v":0},{"$f":"Daten!G4100","v":0},null,null,0,0,0,0,0,0]
[null,4077,170,6,{"$f":"Daten!F4106","v":0},{"$f":"Daten!G4106","v":0},null,null,0,0,0,0,0,0]
[null,4078,170,6,{"$f":"Daten!F4107","v":0},{"$f":"Daten!G4107","v":0},null,null,0,0,0,0,0,0]
[null,4082,171,6,{"$f":"Daten!F4111","v":0},{"$f":"Daten!G4111","v":0},null,null,0,0,0,0,0,0]
[null,4085,171,6,{"$f":"Daten!F4114","v":0},{"$f":"Daten!G4114","v":0},null,null,0,0,0,0,0,0]
[null,4088,171,6,{"$f":"Daten!F4117","v":0},{"$f":"Daten!G4117","v":0},null,null,0,0,0,0,0,0]
[null,4092,171,6,{"$f":"Daten!F4121","v":0},{"$f":"Daten!G4121","v":0},null,null,0,0,0,0,0,0]
[null,4095,171,6,{"$f":"Daten!F4124","v":0},{"$f":"Daten!G4124","v":0},null,null,0,0,0,0,0,0]
[null,4098,{"$f":"CEILING(B4114/24,1)","v":171},{"$f":"MONTH(C4114)","v":6},{"$f":"Daten!F4127","v":0},{"$f":"Daten!G4127","v":0},null,null,{"$f":"N4113","v":0},0,0,0,{"$f":"F4114-(J4114+L4114)","v":0},0]
[null,4100,171,6,{"$f":"Daten!F4129","v":0},{"$f":"Daten!G4129","v":0},null,null,0,0,0,0,0,0]
[null,4103,171,6,{"$f":"Daten!F4132","v":0},{"$f":"Daten!G4132","v":0},null,null,0,0,0,0,0,0]
[null,4107,172,6,{"$f":"Daten!F4136","v":0},{"$f":"Daten!G4136","v":0},null,null,0,0,0,0,0,0]
[null,4110,172,6,{"$f":"Daten!F4139","v":0},{"$f":"Daten!G4139","v":0},null,null,0,0,0,0,0,0]
[null,4113,172,6,{"$f":"Daten!F4142","v":0},{"$f":"Daten!G4142","v":0},null,null,0,0,0,0,0,0]
[null,4117,172,6,{"$f":"Daten!F4146","v":0},{"$f":"Daten!G4146","v":0},null,null,0,0,0,0,0,0]
[null,4120,172,6,{"$f":"Daten!F4149","v":0},{"$f":"Daten!G4149","v":0},null,null,0,0,0,0,0,0]
[null,4123,172,6,{"$f":"Daten!F4152","v":0},{"$f":"Daten!G4152","v":0},null,null,0,0,0,0,0,0]
[null,4125,172,6,{"$f":"Daten!F4154","v":0},{"$f":"Daten!G4154","v":0},null,null,0,0,0,0,0,0]
[null,4128,172,6,{"$f":"Daten!F4157","v":0},{"$f":"Daten!G4157","v":0},null,null,0,0,0,0,0,0]
[null,4132,173,6,{"$f":"Daten!F4161","v":0},{"$f":"Daten!G4161","v":0},null,null,0,0,0,0,0,0]
[null,4135,173,6,{"$f":"Daten!F4164","v":0},{"$f":"Daten!G4164","v":0},null,null,0,0,0,0,0,0]
[null,4139,173,6,{"$f":"Daten!F4168","v":0},{"$f":"Daten!G4168","v":0},null,null,0,0,0,0,0,0]
[null,4142,173,6,{"$f":"Daten!F4171","v":0},{"$f":"Daten!G4171","v":0},null,null,0,0,0,0,0,0]
[null,4144,173,6,{"$f":"Daten!F4173","v":0},{"$f":"Daten!G4173","v":0},null,null,0,0,0,0,0,0]
[null,4147,173,6,{"$f":"Daten!F4176","v":0},{"$f":"Daten!G4176","v":0},null,null,0,0,0,0,0,0]
[null,4150,173,6,{"$f":"Daten!F4179","v":0},{"$f":"Daten!G4179","v":0},null,null,0,0,0,0,0,0]
[null,4153,174,6,{"$f":"Daten!F4182","v":0},{"$f":"Daten!G4182","v":0},null,null,0,0,0,0,0,0]
[null,4157,174,6,{"$f":"Daten!F4186","v":0},{"$f":"Daten!G4186","v":0},null,null,0,0,0,0,0,0]
[null,4160,174,6,{"$f":"Daten!F4189","v":0},{"$f":"Daten!G4189","v":0},null,null,0,0,0,0,0,0]
[null,4164,174,6,{"$f":"Daten!F4193","v":0},{"$f":"Daten!G4193","v":0},null,null,0,0,0,0,0,0]
[null,4165,174,6,{"$f":"Daten!F4194","v":0},{"$f":"Daten!G4194","v":0},null,null,0,0,0,0,0,0]
[null,4171,174,6,{"$f":"Daten!F4200","v":0},{"$f":"Daten!G4200","v":0},null,null,0,0,0,0,0,0]
[null,4172,174,6,{"$f":"Daten!F4201","v":0},{"$f":"Daten!G4201","v":0},null,null,0,0,0,0,0,0]
[null,4175,174,6,{"$f":"Daten!F4204","v":0},{"$f":"Daten!G4204","v":0},null,null,0,0,0,0,0,0]
[null,4178,175,6,{"$f":"Daten!F4207","v":0},{"$f":"Daten!G4207","v":0},null,null,0,0,0,0,0,0]
[null,4182,175,6,{"$f":"Daten!F4211","v":0},{"$f":"Daten!G4211","v":0},null,null,0,0,0,0,0,0]
[null,4185,175,6,{"$f":"Daten!F4214","v":0},{"$f":"Daten!G4214","v":0},null,null,0,0,0,0,0,0]
[null,4190,175,6,{"$f":"Daten!F4219","v":0},{"$f":"Daten!G4219","v":0},null,null,0,0,0,0,0,0]
[null,4193,175,6,{"$f":"Daten!F4222","v":0},{"$f":"Daten!G4222","v":0},null,null,0,0,0,0,0,0]
[null,4196,175,6,{"$f":"Daten!F4225","v":0},{"$f":"Daten!G4225","v":0},null,null,0,0,0,0,0,0]
[null,4197,175,6,{"$f":"Daten!F4226","v":0},{"$f":"Daten!G4226","v":0},null,null,0,0,0,0,0,0]
[null,4200,175,6,{"$f":"Daten!F4229","v":0},{"$f":"Daten!G4229","v":0},null,null,0,0,0,0,0,0]
[null,4204,176,6,{"$f":"Daten!F4233","v":0},{"$f":"Daten!G4233","v":0},null,null,0,0,0,0,0,0]
[null,4207,176,6,{"$f":"Daten!F4236","v":0},{"$f":"Daten!G4236","v":0},null,null,0,0,0,0,0,0]
[null,4210,176,6,{"$f":"Daten!F4239","v":0},{"$f":"Daten!G4239","v":0},null,null,0,0,0,0,0,0]
[null,4215,176,6,{"$f":"Daten!F4244","v":0},{"$f":"Daten!G4244","v":0},null,null,0,0,0,0,0,0]
[null,4218,176,6,{"$f":"Daten!F4247","v":0},{"$f":"Daten!G4247","v":0},null,null,0,0,0,0,0,0]
[null,4221,176,6,{"$f":"Daten!F4250","v":0},{"$f":"Daten!G4250","v":0},null,null,0,0,0,0,0,0]
[null,4222,176,6,{"$f":"Daten!F4251","v":0},{"$f":"Daten!G4251","v":0},null,null,0,0,0,0,0,0]
[null,4225,177,6,{"$f":"Daten!F4254","v":0},{"$f":"Daten!G4254","v":0},null,null,0,{"$f":"MIN(E4241,F4241+I4241)","v":0},{"$f":"E4241-J4241","v":0},{"$f":"MIN((F4241-J4241),BatteriespeicherWh-I4241)","v":0},0,{"$f":"IF(L4241>0,I4241+L4241*Wirkungsgrad,I4241+L4241)","v":0}]
[null,4229,177,6,{"$f":"Daten!F4258","v":0},{"$f":"Daten!G4258","v":0},null,null,0,0,0,0,0,0]
[null,4232,177,6,{"$f":"Daten!F4261","v":0},{"$f":"Daten!G4261","v":0},null,null,0,0,0,0,0,0]
[null,4236,177,6,{"$f":"Daten!F4265","v":0},{"$f":"Daten!G4265","v":0},null,null,0,0,0,0,0,0]
[null,4240,177,6,{"$f":"Daten!F4269","v":0},{"$f":"Daten!G4269","v":0},null,null,0,0,0,0,0,0]
[null,4243,177,6,{"$f":"Daten!F4272","v":0},{"$f":"Daten!G4272","v":0},null,null,0,0,0,0,0,0]
[null,4244,177,6,{"$f":"Daten!F4273","v":0},{"$f":"Daten!G4273","v":0},null,null,0,0,0,0,0,0]
[null,4247,177,6,{"$f":"Daten!F4276","v":0},{"$f":"Daten!G4276","v":0},null,null,0,0,0,0,0,0]
[null,4250,178,6,{"$f":"Daten!F4279","v":0},{"$f":"Daten!G4279","v":0},null,null,0,0,0,0,0,0]
[null,4254,178,6,{"$f":"Daten!F4283","v":0},{"$f":"Daten!G4283","v":0},null,null,0,0,0,0,0,0]
[null,4257,178,6,{"$f":"Daten!F4286","v":0},{"$f":"Daten!G4286","v":0},null,null,0,0,0,0,0,0]
[null,4261,178,6,{"$f":"Daten!F4290","v":0},{"$f":"Daten!G4290","v":0},null,null,0,0,0,0,0,0]
[null,4265,178,6,{"$f":"Daten!F4294","v":0},{"$f":"Daten!G4294","v":0},null,null,0,0,0,0,0,0]
[null,4268,178,6,{"$f":"Daten!F4297","v":0},{"$f":"Daten!G4297","v":0},null,null,0,0,0,0,0,0]
[null,4269,178,6,{"$f":"Daten!F4298","v":0},{"$f":"Daten!G4298","v":0},null,null,0,0,0,0,0,0]
[null,4272,178,6,{"$f":"Daten!F4301","v":0},{"$f":"Daten!G4301","v":0},null,null,0,0,0,0,0,0]
[null,4275,179,6,{"$f":"Daten!F4304","v":0},{"$f":"Daten!G4304","v":0},null,null,0,0,0,0,0,0]
[null,4278,179,6,{"$f":"Daten!F4307","v":0},{"$f":"Daten!G4307","v":0},null,null,0,0,0,0,0,0]
[null,4283,179,6,{"$f":"Daten!F4312","v":0},{"$f":"Daten!G4312","v":0},null,null,0,0,0,0,0,0]
[null,4286,179,6,{"$f":"Daten!F4315","v":0},{"$f":"Daten!G4315","v":0},null,null,0,0,0,0,0,0]
[null,4290,{"$f":"CEILING(B4306/24,1)","v":179},{"$f":"MONTH(C4306)","v":6},{"$f":"Daten!F4319","v":0},{"$f":"Daten!G4319","v":0},null,null,{"$f":"N4305","v":0},0,0,0,{"$f":"F4306-(J4306+L4306)","v":0},0]
[null,4293,179,6,{"$f":"Daten!F4322","v":0},{"$f":"Daten!G4322","v":0},null,null,0,0,0,0,0,0]
[null,4294,179,6,{"$f":"Daten!F4323","v":0},{"$f":"Daten!G4323","v":0},null,null,0,0,0,0,0,0]
[null,4297,180,6,{"$f":"Daten!F4326","v":0},{"$f":"Daten!G4326","v":0},null,null,0,0,0,0,0,0]
[null,4300,180,6,{"$f":"Daten!F4329","v":0},{"$f":"Daten!G4329","v":0},null,null,0,0,0,0,0,0]
[null,4303,180,6,{"$f":"Daten!F4332","v":0},{"$f":"Daten!G4332","v":0},null,null,0,0,0,0,0,0]
[null,4308,180,6,{"$f":"Daten!F4337","v":0},{"$f":"Daten!G4337","v":0},null,null,0,0,0,0,0,0]
[null,4312,180,6,{"$f":"Daten!F4341","v":0},{"$f":"Daten!G4341","v":0},null,null,0,0,0,0,0,0]
[null,4315,180,6,{"$f":"Daten!F4344","v":0},{"$f":"Daten!G4344","v":0},null,null,0,0,0,0,0,0]
[null,4318,180,6,{"$f":"Daten!F4347","v":0},{"$f":"Daten!G4347","v":0},null,null,0,0,0,0,0,0]
[null,4319,180,6,{"$f":"Daten!F4348","v":0},{"$f":"Daten!G4348","v":0},null,null,0,0,0,0,0,0]
[null,4322,181,6,{"$f":"Daten!F4351","v":0},{"$f":"Daten!G4351","v":0},null,null,0,0,0,0,0,0]
[null,4328,181,6,{"$f":"Daten!F4357","v":0},{"$f":"Daten!G4357","v":0},null,null,0,0,0,0,0,0]
[null,4330,181,6,{"$f":"Daten!F4359","v":0},{"$f":"Daten!G4359","v":0},null,null,0,0,0,0,0,0]
[null,4333,181,6,{"$f":"Daten!F4362","v":0},{"$f":"Daten!G4362","v":0},null,null,0,0,0,0,0,0]
[null,4337,181,6,{"$f":"Daten!F4366","v":0},{"$f":"Daten!G4366","v":0},null,null,0,0,0,0,0,0]
[null,4340,181,6,{"$f":"Daten!F4369","v":0},{"$f":"Daten!G4369","v":0},null,null,0,0,0,0,0,0]
[null,4343,181,6,{"$f":"Daten!F4372","v":0},{"$f":"Daten!G4372","v":0},null,null,0,0,0,0,0,0]
[null,4344,181,6,{"$f":"Daten!F4373","v":0},{"$f":"Daten!G4373","v":0},null,null,0,0,0,0,0,0]
[null,4349,182,6,{"$f":"Daten!F4378","v":0},{"$f":"Daten!G4378","v":0},null,null,0,0,0,0,0,0]
[null,4352,182,6,{"$f":"Daten!F4381","v":0},{"$f":"Daten!G4381","v":0},null,null,0,0,0,0,0,0]
[null,4355,182,6,{"$f":"Daten!F4384","v":0},{"$f":"Daten!G4384","v":0},null,null,0,0,0,0,0,0]
[null,4358,182,6,{"$f":"Daten!F4387","v":0},{"$f":"Daten!G4387","v":0},null,null,0,0,0,0,0,0]
[null,4362,182,6,{"$f":"Daten!F4391","v":0},{"$f":"Daten!G4391","v":0},null,null,0,0,0,0,0,0]
[null,4365,182,6,{"$f":"Daten!F4394","v":0},{"$f":"Daten!G4394","v":0},null,null,0,0,0,0,0,0]
[null,4368,182,6,{"$f":"Daten!F4397","v":0},{"$f":"Daten!G4397","v":0},null,null,0,0,0,0,0,0]
[null,4370,183,7,{"$f":"Daten!F4399","v":0},{"$f":"Daten!G4399","v":0},null,null,0,0,0,0,0,0]
[null,4373,183,7,{"$f":"Daten!F4402","v":0},{"$f":"Daten!G4402","v":0},null,null,0,0,0,0,0,0]
[null,4377,183,7,{"$f":"Daten!F4406","v":0},{"$f":"Daten!G4406","v":0},null,null,0,0,0,0,0,0]
[null,4380,183,7,{"$f":"Daten!F4409","v":0},{"$f":"Daten!G4409","v":0},null,null,0,0,0,0,0,0]
[null,4383,183,7,{"$f":"Daten!F4412","v":0},{"$f":"Daten!G4412","v":0},null,null,0,0,0,0,0,0]
[null,4387,183,7,{"$f":"Daten!F4416","v":0},{"$f":"Daten!G4416","v":0},null,null,0,0,0,0,0,0]
[null,4390,183,7,{"$f":"Daten!F4419","v":0},{"$f":"Daten!G4419","v":0},null,null,0,0,0,0,0,0]
[null,4393,184,7,{"$f":"Daten!F4422","v":0},{"$f":"Daten!G4422","v":0},null,null,0,0,0,0,0,0]
[null,4395,184,7,{"$f":"Daten!F4424","v":0},{"$f":"Daten!G4424","v":0},null,null,0,0,0,0,0,0]
[null,4398,184,7,{"$f":"Daten!F4427","v":0},{"$f":"Daten!G4427","v":0},null,null,0,0,0,0,0,0]
[null,4402,184,7,{"$f":"Daten!F4431","v":0},{"$f":"Daten!G4431","v":0},null,null,0,0,0,0,0,0]
[null,4405,184,7,{"$f":"Daten!F4434","v":0},{"$f":"Daten!G4434","v":0},null,null,0,0,0,0,0,0]
[null,4408,184,7,{"$f":"Daten!F4437","v":0},{"$f":"Daten!G4437","v":0},null,null,0,0,0,0,0,0]
[null,4412,184,7,{"$f":"Daten!F4441","v":0},{"$f":"Daten!G4441","v":0},null,null,0,0,0,0,0,0]
[null,4415,184,7,{"$f":"Daten!F4444","v":0},{"$f":"Daten!G4444","v":0},null,null,0,0,0,0,0,0]
[null,4416,184,7,{"$f":"Daten!F4445","v":0},{"$f":"Daten!G4445","v":0},null,null,0,0,0,0,0,0]
[null,4420,185,7,{"$f":"Daten!F4449","v":0},{"$f":"Daten!G4449","v":0},null,null,0,0,0,0,0,0]
[null,4423,185,7,{"$f":"Daten!F4452","v":0},{"$f":"Daten!G4452","v":0},null,null,0,0,0,0,0,0]
[null,4427,185,7,{"$f":"Daten!F4456","v":0},{"$f":"Daten!G4456","v":0},null,null,0,0,0,0,0,0]
[null,4430,185,7,{"$f":"Daten!F4459","v":0},{"$f":"Daten!G4459","v":0},null,null,0,0,0,0,0,0]
[null,4433,185,7,{"$f":"Daten!F4462","v":0},{"$f":"Daten!G4462","v":0},null,null,0,0,0,0,0,0]
[null,4437,185,7,{"$f":"Daten!F4466","v":0},{"$f":"Daten!G4466","v":0},null,null,0,0,0,0,0,0]
[null,4441,186,7,{"$f":"Daten!F4470","v":0},{"$f":"Daten!G4470","v":0},null,null,0,0,0,0,0,0]
[null,4442,186,7,{"$f":"Daten!F4471","v":0},{"$f":"Daten!G4471","v":0},null,null,0,0,0,0,0,0]
[null,4445,186,7,{"$f":"Daten!F4474","v":0},{"$f":"Daten!G4474","v":0},null,null,0,0,0,0,0,0]
[null,4448,186,7,{"$f":"Daten!F4477","v":0},{"$f":"Daten!G4477","v":0},null,null,0,0,0,0,0,0]
[null,4452,186,7,{"$f":"Daten!F4481","v":0},{"$f":"Daten!G4481","v":0},null,null,0,0,0,0,0,0]
[null,4455,186,7,{"$f":"Daten!F4484","v":0},{"$f":"Daten!G4484","v":0},null,null,0,0,0,0,0,0]
[null,4458,186,7,{"$f":"Daten!F4487","v":0},{"$f":"Daten!G4487","v":0},null,null,0,0,0,0,0,0]
[null,4462,186,7,{"$f":"Daten!F4491","v":0},{"$f":"Daten!G4491","v":0},null,null,0,0,0,0,0,0]
[null,4466,187,7,{"$f":"Daten!F4495","v":0},{"$f":"Daten!G4495","v":0},null,null,0,0,0,0,0,0]
[null,4467,187,7,{"$f":"Daten!F4496","v":0},{"$f":"Daten!G4496","v":0},null,null,0,0,0,0,0,0]
[null,4470,187,7,{"$f":"Daten!F4499","v":0},{"$f":"Daten!G4499","v":0},null,null,0,0,0,0,0,0]
[null,4473,187,7,{"$f":"Daten!F4502","v":0},{"$f":"Daten!G4502","v":0},null,null,0,0,0,0,0,0]
[null,4477,187,7,{"$f":"Daten!F4506","v":0},{"$f":"Daten!G4506","v":0},null,null,0,0,0,0,0,0]
[null,4480,187,7,{"$f":"Daten!F4509","v":0},{"$f":"Daten!G4509","v":0},null,null,0,0,0,0,0,0]
[null,4484,187,7,{"$f":"Daten!F4513","v":0},{"$f":"Daten!G4513","v":0},null,null,0,0,0,0,0,0]
[null,4487,187,7,{"$f":"Daten!F4516","v":0},{"$f":"Daten!G4516","v":0},null,null,0,0,0,0,0,0]
[null,4491,188,7,{"$f":"Daten!F4520","v":0},{"$f":"Daten!G4520","v":0},null,null,0,0,0,0,0,0]
[null,4492,188,7,{"$f":"Daten!F4521","v":0},{"$f":"Daten!G4521","v":0},null,null,0,0,0,0,0,0]
[null,4495,188,7,{"$f":"Daten!F4524","v":0},{"$f":"Daten!G4524","v":0},null,null,0,0,0,0,0,0]
[null,4498,188,7,{"$f":"Daten!F4527","v":0},{"$f":"Daten!G4527","v":0},null,null,0,0,0,0,0,0]
[null,4502,188,7,{"$f":"Daten!F4531","v":0},{"$f":"Daten!G4531","v":0},null,null,0,0,0,0,0,0]
[null,4505,188,7,{"$f":"Daten!F4534","v":0},{"$f":"Daten!G4534","v":0},null,null,0,0,0,0,0,0]
[null,4508,188,7,{"$f":"Daten!F4537","v":0},{"$f":"Daten!G4537","v":0},null,null,0,0,0,0,0,0]
[null,4513,189,7,{"$f":"Daten!F4542","v":0},{"$f":"Daten!G4542","v":0},null,null,0,0,0,0,0,0]
[null,4516,189,7,{"$f":"Daten!F4545","v":0},{"$f":"Daten!G4545","v":0},null,null,0,0,0,0,0,0]
[null,4517,189,7,{"$f":"Daten!F4546","v":0},{"$f":"Daten!G4546","v":0},null,null,0,0,0,0,0,0]
[null,4520,189,7,{"$f":"Daten!F4549","v":0},{"$f":"Daten!G4549","v":0},null,null,0,0,0,0,0,0]
[null,4524,189,7,{"$f":"Daten!F4553","v":0},{"$f":"Daten!G4553","v":0},null,null,0,0,0,0,0,0]
[null,4527,189,7,{"$f":"Daten!F4556","v":0},{"$f":"Daten!G4556","v":0},null,null,0,0,0,0,0,0]
[null,4529,189,7,{"$f":"Daten!F4558","v":0},{"$f":"Daten!G4558","v":0},null,null,0,0,0,0,0,0]
[null,4535,189,7,{"$f":"Daten!F4564","v":0},{"$f":"Daten!G4564","v":0},null,null,0,0,0,0,0,0]
[null,4538,190,7,{"$f":"Daten!F4567","v":0},{"$f":"Daten!G4567","v":0},null,null,0,0,0,0,0,0]
[null,4541,190,7,{"$f":"Daten!F4570","v":0},{"$f":"Daten!G4570","v":0},null,null,0,0,0,0,0,0]
[null,4542,190,7,{"$f":"Daten!F4571","v":0},{"$f":"Daten!G4571","v":0},null,null,0,0,0,0,0,0]
[null,4545,190,7,{"$f":"Daten!F4574","v":0},{"$f":"Daten!G4574","v":0},null,null,0,{"$f":"MIN(E4561,F4561+I4561)","v":0},{"$f":"E4561-J4561","v":0},{"$f":"MIN((F4561-J4561),BatteriespeicherWh-I4561)","v":0},0,{"$f":"IF(L4561>0,I4561+L4561*Wirkungsgrad,I4561+L4561)","v":0}]
[null,4549,190,7,{"$f":"Daten!F4578","v":0},{"$f":"Daten!G4578","v":0},null,null,0,0,0,0,0,0]
[null,4554,190,7,{"$f":"Daten!F4583","v":0},{"$f":"Daten!G4583","v":0},null,null,0,0,0,0,0,0]
[null,4556,190,7,{"$f":"Daten!F4585","v":0},{"$f":"Daten!G4585","v":0},null,null,0,0,0,0,0,0]
[null,4560,190,7,{"$f":"Daten!F4589","v":0},{"$f":"Daten!G4589","v":0},null,null,0,0,0,0,0,0]
[null,4563,191,7,{"$f":"Daten!F4592","v":0},{"$f":"Daten!G4592","v":0},null,null,0,0,0,0,0,0]
[null,4566,191,7,{"$f":"Daten!F4595","v":0},{"$f":"Daten!G4595","v":0},null,null,0,0,0,0,0,0]
[null,4567,191,7,{"$f":"Daten!F4596","v":0},{"$f":"Daten!G4596","v":0},null,null,0,0,0,0,0,0]
[null,4570,191,7,{"$f":"Daten!F4599","v":0},{"$f":"Daten!G4599","v":0},null,null,0,0,0,0,0,0]
[null,4574,191,7,{"$f":"Daten!F4603","v":0},{"$f":"Daten!G4603","v":0},null,null,0,0,0,0,0,0]
[null,4579,191,7,{"$f":"Daten!F4608","v":0},{"$f":"Daten!G4608","v":0},null,null,0,0,0,0,0,0]
[null,4581,191,7,{"$f":"Daten!F4610","v":0},{"$f":"Daten!G4610","v":0},null,null,0,0,0,0,0,0]
[null,4585,192,7,{"$f":"Daten!F4614","v":0},{"$f":"Daten!G4614","v":0},null,null,0,0,0,0,0,0]
[null,4588,192,7,{"$f":"Daten!F4617","v":0},{"$f":"Daten!G4617","v":0},null,null,0,0,0,0,0,0]
[null,4589,192,7,{"$f":"Daten!F4618","v":0},{"$f":"Daten!G4618","v":0},null,null,0,0,0,0,0,0]
[null,4592,192,7,{"$f":"Daten!F4621","v":0},{"$f":"Daten!G4621","v":0},null,null,0,0,0,0,0,0]
[null,4595,192,7,{"$f":"Daten!F4624","v":0},{"$f":"Daten!G4624","v":0},null,null,0,0,0,0,0,0]
[null,4600,192,7,{"$f":"Daten!F4629","v":0},{"$f":"Daten!G4629","v":0},null,null,0,0,0,0,0,0]
[null,4603,192,7,{"$f":"Daten!F4632","v":0},{"$f":"Daten!G4632","v":0},null,null,0,0,0,0,0,0]
[null,4606,192,7,{"$f":"Daten!F4635","v":0},{"$f":"Daten!G4635","v":0},null,null,0,0,0,0,0,0]
[null,4610,{"$f":"CEILING(B4626/24,1)","v":193},{"$f":"MONTH(C4626)","v":7},{"$f":"Daten!F4639","v":0},{"$f":"Daten!G4639","v":0},null,null,{"$f":"N4625","v":0},0,0,0,{"$f":"F4626-(J4626+L4626)","v":0},0]
[null,4613,193,7,{"$f":"Daten!F4642","v":0},{"$f":"Daten!G4642","v":0},null,null,0,0,0,0,0,0]
[null,4614,193,7,{"$f":"Daten!F4643","v":0},{"$f":"Daten!G4643","v":0},null,null,0,0,0,0,0,0]
[null,4617,193,7,{"$f":"Daten!F4646","v":0},{"$f":"Daten!G4646","v":0},null,null,0,0,0,0,0,0]
[null,4621,193,7,{"$f":"Daten!F4650","v":0},{"$f":"Daten!G4650","v":0},null,null,0,0,0,0,0,0]
[null,4625,193,7,{"$f":"Daten!F4654","v":0},{"$f":"Daten!G4654","v":0},null,null,0,0,0,0,0,0]
[null,4628,193,7,{"$f":"Daten!F4657","v":0},{"$f":"Daten!G4657","v":0},null,null,0,0,0,0,0,0]
[null,4631,193,7,{"$f":"Daten!F4660","v":0},{"$f":"Daten!G4660","v":0},null,null,0,0,0,0,0,0]
[null,4635,194,7,{"$f":"Daten!F4664","v":0},{"$f":"Daten!G4664","v":0},null,null,0,0,0,0,0,0]
[null,4638,194,7,{"$f":"Daten!F4667","v":0},{"$f":"Daten!G4667","v":0},null,null,0,0,0,0,0,0]
[null,4639,194,7,{"$f":"Daten!F4668","v":0},{"$f":"Daten!G4668","v":0},null,null,0,0,0,0,0,0]
[null,4642,194,7,{"$f":"Daten!F4671","v":0},{"$f":"Daten!G4671","v":0},null,null,0,0,0,0,0,0]
[null,4646,194,7,{"$f":"Daten!F4675","v":0},{"$f":"Daten!G4675","v":0},null,null,0,0,0,0,0,0]
[null,4650,194,7,{"$f":"Daten!F4679","v":0},{"$f":"Daten!G4679","v":0},null,null,0,0,0,0,0,0]
[null,4653,194,7,{"$f":"Daten!F4682","v":0},{"$f":"Daten!G4682","v":0},null,null,0,0,0,0,0,0]
[null,4657,195,7,{"$f":"Daten!F4686","v":0},{"$f":"Daten!G4686","v":0},null,null,0,0,0,0,0,0]
[null,4660,195,7,{"$f":"Daten!F4689","v":0},{"$f":"Daten!G4689","v":0},null,null,0,0,0,0,0,0]
[null,4663,195,7,{"$f":"Daten!F4692","v":0},{"$f":"Daten!G4692","v":0},null,null,0,0,0,0,0,0]
[null,4664,195,7,{"$f":"Daten!F4693","v":0},{"$f":"Daten!G4693","v":0},null,null,0,0,0,0,0,0]
[null,4667,195,7,{"$f":"Daten!F4696","v":0},{"$f":"Daten!G4696","v":0},null,null,0,0,0,0,0,0]
[null,4671,195,7,{"$f":"Daten!F4700","v":0},{"$f":"Daten!G4700","v":0},null,null,0,0,0,0,0,0]
[null,4675,195,7,{"$f":"Daten!F4704","v":0},{"$f":"Daten!G4704","v":0},null,null,0,0,0,0,0,0]
[null,4678,195,7,{"$f":"Daten!F4707","v":0},{"$f":"Daten!G4707","v":0},null,null,0,0,0,0,0,0]
[null,4682,196,7,{"$f":"Daten!F4711","v":0},{"$f":"Daten!G4711","v":0},null,null,0,0,0,0,0,0]
[null,4685,196,7,{"$f":"Daten!F4714","v":0},{"$f":"Daten!G4714","v":0},null,null,0,0,0,0,0,0]
[null,4688,196,7,{"$f":"Daten!F4717","v":0},{"$f":"Daten!G4717","v":0},null,null,0,0,0,0,0,0]
[null,4692,196,7,{"$f":"Daten!F4721","v":0},{"$f":"Daten!G4721","v":0},null,null,0,0,0,0,0,0]
[null,4693,196,7,{"$f":"Daten!F4722","v":0},{"$f":"Daten!G4722","v":0},null,null,0,0,0,0,0,0]
[null,4697,196,7,{"$f":"Daten!F4726","v":0},{"$f":"Daten!G4726","v":0},null,null,0,0,0,0,0,0]
[null,4700,196,7,{"$f":"Daten!F4729","v":0},{"$f":"Daten!G4729","v":0},null,null,0,0,0,0,0,0]
[null,4703,196,7,{"$f":"Daten!F4732","v":0},{"$f":"Daten!G4732","v":0},null,null,0,0,0,0,0,0]
[null,4707,197,7,{"$f":"Daten!F4736","v":0},{"$f":"Daten!G4736","v":0},null,null,0,0,0,0,0,0]
[null,4710,197,7,{"$f":"Daten!F4739","v":0},{"$f":"Daten!G4739","v":0},null,null,0,0,0,0,0,0]
[null,4713,197,7,{"$f":"Daten!F4742","v":0},{"$f":"Daten!G4742","v":0},null,null,0,0,0,0,0,0]
[null,4715,197,7,{"$f":"Daten!F4744","v":0},{"$f":"Daten!G4744","v":0},null,null,0,0,0,0,0,0]
[null,4718,197,7,{"$f":"Daten!F4747","v":0},{"$f":"Daten!G4747","v":0},null,null,0,0,0,0,0,0]
[null,4722,197,7,{"$f":"Daten!F4751","v":0},{"$f":"Daten!G4751","v":0},null,null,0,0,0,0,0,0]
[null,4725,197,7,{"$f":"Daten!F4754","v":0},{"$f":"Daten!G4754","v":0},null,null,0,0,0,0,0,0]
[null,4728,197,7,{"$f":"Daten!F4757","v":0},{"$f":"Daten!G4757","v":0},null,null,0,0,0,0,0,0]
[null,4732,198,7,{"$f":"Daten!F4761","v":0},{"$f":"Daten!G4761","v":0},null,null,0,0,0,0,0,0]
[null,4734,198,7,{"$f":"Daten!F4763","v":0},{"$f":"Daten!G4763","v":0},null,null,0,0,0,0,0,0]
[null,4739,198,7,{"$f":"Daten!F4768","v":0},{"$f":"Daten!G4768","v":0},null,null,0,0,0,0,0,0]
[null,4740,198,7,{"$f":"Daten!F4769","v":0},{"$f":"Daten!G4769","v":0},null,null,0,0,0,0,0,0]
[null,4743,198,7,{"$f":"Daten!F4772","v":0},{"$f":"Daten!G4772","v":0},null,null,0,0,0,0,0,0]
[null,4747,198,7,{"$f":"Daten!F4776","v":0},{"$f":"Daten!G4776","v":0},null,null,0,0,0,0,0,0]
[null,4750,198,7,{"$f":"Daten!F4779","v":0},{"$f":"Daten!G4779","v":0},null,null,0,0,0,0,0,0]
[null,4753,199,7,{"$f":"Daten!F4782","v":0},{"$f":"Daten!G4782","v":0},null,null,0,0,0,0,0,0]
[null,4757,199,7,{"$f":"Daten!F4786","v":0},{"$f":"Daten!G4786","v":0},null,null,0,0,0,0,0,0]
[null,4759,199,7,{"$f":"Daten!F4788","v":0},{"$f":"Daten!G4788","v":0},null,null,0,0,0,0,0,0]
[null,4762,199,7,{"$f":"Daten!F4791","v":0},{"$f":"Daten!G4791","v":0},null,null,0,0,0,0,0,0]
[null,4765,199,7,{"$f":"Daten!F4794","v":0},{"$f":"Daten!G4794","v":0},null,null,0,0,0,0,0,0]
[null,4768,199,7,{"$f":"Daten!F4797","v":0},{"$f":"Daten!G4797","v":0},null,null,0,0,0,0,0,0]
[null,4772,199,7,{"$f":"Daten!F4801","v":0},{"$f":"Daten!G4801","v":0},null,null,0,0,0,0,0,0]
[null,4775,199,7,{"$f":"Daten!F4804","v":0},{"$f":"Daten!G4804","v":0},null,null,0,0,0,0,0,0]
[null,4778,200,7,{"$f":"Daten!F4807","v":0},{"$f":"Daten!G4807","v":0},null,null,0,0,0,0,0,0]
[null,4780,200,7,{"$f":"Daten!F4809","v":0},{"$f":"Daten!G4809","v":0},null,null,0,0,0,0,0,0]
[null,4786,200,7,{"$f":"Daten!F4815","v":0},{"$f":"Daten!G4815","v":0},null,null,0,0,0,0,0,0]
[null,4787,200,7,{"$f":"Daten!F4816","v":0},{"$f":"Daten!G4816","v":0},null,null,0,0,0,0,0,0]
[null,4790,200,7,{"$f":"Daten!F4819","v":0},{"$f":"Daten!G4819","v":0},null,null,0,0,0,0,0,0]
[null,4793,200,7,{"$f":"Daten!F4822","v":0},{"$f":"Daten!G4822","v":0},null,null,0,0,0,0,0,0]
[null,4797,200,7,{"$f":"Daten!F4826","v":0},{"$f":"Daten!G4826","v":0},null,null,0,0,0,0,0,0]
[null,4800,200,7,{"$f":"Daten!F4829","v":0},{"$f":"Daten!G4829","v":0},null,null,0,0,0,0,0,0]
[null,4805,201,7,{"$f":"Daten!F4834","v":0},{"$f":"Daten!G4834","v":0},null,null,0,0,0,0,0,0]
[null,4808,201,7,{"$f":"Daten!F4837","v":0},{"$f":"Daten!G4837","v":0},null,null,0,0,0,0,0,0]
[null,4811,201,7,{"$f":"Daten!F4840","v":0},{"$f":"Daten!G4840","v":0},null,null,0,0,0,0,0,0]
[null,4812,201,7,{"$f":"Daten!F4841","v":0},{"$f":"Daten!G4841","v":0},null,null,0,0,0,0,0,0]
[null,4815,201,7,{"$f":"Daten!F4844","v":0},{"$f":"Daten!G4844","v":0},null,null,0,0,0,0,0,0]
[null,4818,201,7,{"$f":"Daten!F4847","v":0},{"$f":"Daten!G4847","v":0},null,null,0,0,0,0,0,0]
[null,4822,201,7,{"$f":"Daten!F4851","v":0},{"$f":"Daten!G4851","v":0},null,null,0,0,0,0,0,0]
[null,4826,202,7,{"$f":"Daten!F4855","v":0},{"$f":"Daten!G4855","v":0},null,null,0,0,0,0,0,0]
[null,4830,202,7,{"$f":"Daten!F4859","v":0},{"$f":"Daten!G4859","v":0},null,null,0,0,0,0,0,0]
[null,4833,202,7,{"$f":"Daten!F4862","v":0},{"$f":"Daten!G4862","v":0},null,null,0,0,0,0,0,0]
[null,4836,202,7,{"$f":"Daten!F4865","v":0},{"$f":"Daten!G4865","v":0},null,null,0,0,0,0,0,0]
[null,4837,202,7,{"$f":"Daten!F4866","v":0},{"$f":"Daten!G4866","v":0},null,null,0,0,0,0,0,0]
[null,4840,202,7,{"$f":"Daten!F4869","v":0},{"$f":"Daten!G4869","v":0},null,null,0,0,0,0,0,0]
[null,4843,202,7,{"$f":"Daten!F4872","v":0},{"$f":"Daten!G4872","v":0},null,null,0,0,0,0,0,0]
[null,4847,202,7,{"$f":"Daten!F4876","v":0},{"$f":"Daten!G4876","v":0},null,null,0,0,0,0,0,0]
[null,4851,203,7,{"$f":"Daten!F4880","v":0},{"$f":"Daten!G4880","v":0},null,null,0,0,0,0,0,0]
[null,4855,203,7,{"$f":"Daten!F4884","v":0},{"$f":"Daten!G4884","v":0},null,null,0,0,0,0,0,0]
[null,4858,203,7,{"$f":"Daten!F4887","v":0},{"$f":"Daten!G4887","v":0},null,null,0,0,0,0,0,0]
[null,4861,203,7,{"$f":"Daten!F4890","v":0},{"$f":"Daten!G4890","v":0},null,null,0,0,0,0,0,0]
[null,4862,203,7,{"$f":"Daten!F4891","v":0},{"$f":"Daten!G4891","v":0},null,null,0,0,0,0,0,0]
[null,4865,203,7,{"$f":"Daten!F4894","v":0},{"$f":"Daten!G4894","v":0},null,null,0,{"$f":"MIN(E4881,F4881+I4881)","v":0},{"$f":"E4881-J4881","v":0},{"$f":"MIN((F4881-J4881),BatteriespeicherWh-I4881)","v":0},0,{"$f":"IF(L4881>0,I4881+L4881*Wirkungsgrad,I4881+L4881)","v":0}]
[null,4869,203,7,{"$f":"Daten!F4898","v":0},{"$f":"Daten!G4898","v":0},null,null,0,0,0,0,0,0]
[null,4872,203,7,{"$f":"Daten!F4901","v":0},{"$f":"Daten!G4901","v":0},null,null,0,0,0,0,0,0]
[null,4876,204,7,{"$f":"Daten!F4905","v":0},{"$f":"Daten!G4905","v":0},null,null,0,0,0,0,0,0]
[null,4880,204,7,{"$f":"Daten!F4909","v":0},{"$f":"Daten!G4909","v":0},null,null,0,0,0,0,0,0]
[null,4883,204,7,{"$f":"Daten!F4912","v":0},{"$f":"Daten!G4912","v":0},null,null,0,0,0,0,0,0]
[null,4886,204,7,{"$f":"Daten!F4915","v":0},{"$f":"Daten!G4915","v":0},null,null,0,0,0,0,0,0]
[null,4887,204,7,{"$f":"Daten!F4916","v":0},{"$f":"Daten!G4916","v":0},null,null,0,0,0,0,0,0]
[null,4890,204,7,{"$f":"Daten!F4919","v":0},{"$f":"Daten!G4919","v":0},null,null,0,0,0,0,0,0]
[null,4893,204,7,{"$f":"Daten!F4922","v":0},{"$f":"Daten!G4922","v":0},null,null,0,0,0,0,0,0]
[null,4898,205,7,{"$f":"Daten!F4927","v":0},{"$f":"Daten!G4927","v":0},null,null,0,0,0,0,0,0]
[null,4901,205,7,{"$f":"Daten!F4930","v":0},{"$f":"Daten!G4930","v":0},null,null,0,0,0,0,0,0]
[null,4905,205,7,{"$f":"Daten!F4934","v":0},{"$f":"Daten!G4934","v":0},null,null,0,0,0,0,0,0]
[null,4908,205,7,{"$f":"Daten!F4937","v":0},{"$f":"Daten!G4937","v":0},null,null,0,0,0,0,0,0]
[null,4911,205,7,{"$f":"Daten!F4940","v":0},{"$f":"Daten!G4940","v":0},null,null,0,0,0,0,0,0]
[null,4912,205,7,{"$f":"Daten!F4941","v":0},{"$f":"Daten!G4941","v":0},null,null,0,0,0,0,0,0]
[null,4918,205,7,{"$f":"Daten!F4947","v":0},{"$f":"Daten!G4947","v":0},null,null,0,0,0,0,0,0]
[null,4920,205,7,{"$f":"Daten!F4949","v":0},{"$f":"Daten!G4949","v":0},null,null,0,0,0,0,0,0]
[null,4923,206,7,{"$f":"Daten!F4952","v":0},{"$f":"Daten!G4952","v":0},null,null,0,0,0,0,0,0]
[null,4926,206,7,{"$f":"Daten!F4955","v":0},{"$f":"Daten!G4955","v":0},null,null,0,0,0,0,0,0]
[null,4930,{"$f":"CEILING(B4946/24,1)","v":206},{"$f":"MONTH(C4946)","v":7},{"$f":"Daten!F4959","v":0},{"$f":"Daten!G4959","v":0},null,null,{"$f":"N4945","v":0},0,0,0,{"$f":"F4946-(J4946+L4946)","v":0},0]
[null,4933,206,7,{"$f":"Daten!F4962","v":0},{"$f":"Daten!G4962","v":0},null,null,0,0,0,0,0,0]
[null,4934,206,7,{"$f":"Daten!F4963","v":0},{"$f":"Daten!G4963","v":0},null,null,0,0,0,0,0,0]
[null,4937,206,7,{"$f":"Daten!F4966","v":0},{"$f":"Daten!G4966","v":0},null,null,0,0,0,0,0,0]
[null,4943,206,7,{"$f":"Daten!F4972","v":0},{"$f":"Daten!G4972","v":0},null,null,0,0,0,0,0,0]
[null,4945,207,7,{"$f":"Daten!F4974","v":0},{"$f":"Daten!G4974","v":0},null,null,0,0,0,0,0,0]
[null,4948,207,7,{"$f":"Daten!F4977","v":0},{"$f":"Daten!G4977","v":0},null,null,0,0,0,0,0,0]
[null,4951,207,7,{"$f":"Daten!F4980","v":0},{"$f":"Daten!G4980","v":0},null,null,0,0,0,0,0,0]
[null,4955,207,7,{"$f":"Daten!F4984","v":0},{"$f":"Daten!G4984","v":0},null,null,0,0,0,0,0,0]
[null,4958,207,7,{"$f":"Daten!F4987","v":0},{"$f":"Daten!G4987","v":0},null,null,0,0,0,0,0,0]
[null,4959,207,7,{"$f":"Daten!F4988","v":0},{"$f":"Daten!G4988","v":0},null,null,0,0,0,0,0,0]
[null,4964,207,7,{"$f":"Daten!F4993","v":0},{"$f":"Daten!G4993","v":0},null,null,0,0,0,0,0,0]
[null,4966,207,7,{"$f":"Daten!F4995","v":0},{"$f":"Daten!G4995","v":0},null,null,0,0,0,0,0,0]
[null,4970,208,7,{"$f":"Daten!F4999","v":0},{"$f":"Daten!G4999","v":0},null,null,0,0,0,0,0,0]
[null,4973,208,7,{"$f":"Daten!F5002","v":0},{"$f":"Daten!G5002","v":0},null,null,0,0,0,0,0,0]
[null,4977,208,7,{"$f":"Daten!F5006","v":0},{"$f":"Daten!G5006","v":0},null,null,0,0,0,0,0,0]
[null,4980,208,7,{"$f":"Daten!F5009","v":0},{"$f":"Daten!G5009","v":0},null,null,0,0,0,0,0,0]
[null,4983,208,7,{"$f":"Daten!F5012","v":0},{"$f":"Daten!G5012","v":0},null,null,0,0,0,0,0,0]
[null,4985,208,7,{"$f":"Daten!F5014","v":0},{"$f":"Daten!G5014","v":0},null,null,0,0,0,0,0,0]
[null,4988,208,7,{"$f":"Daten!F5017","v":0},{"$f":"Daten!G5017","v":0},null,null,0,0,0,0,0,0]
[null,4991,208,7,{"$f":"Daten!F5020","v":0},{"$f":"Daten!G5020","v":0},null,null,0,0,0,0,0,0]
[null,4995,209,7,{"$f":"Daten!F5024","v":0},{"$f":"Daten!G5024","v":0},null,null,0,0,0,0,0,0]
[null,4998,209,7,{"$f":"Daten!F5027","v":0},{"$f":"Daten!G5027","v":0},null,null,0,0,0,0,0,0]
[null,5002,209,7,{"$f":"Daten!F5031","v":0},{"$f":"Daten!G5031","v":0},null,null,0,0,0,0,0,0]
[null,5005,209,7,{"$f":"Daten!F5034","v":0},{"$f":"Daten!G5034","v":0},null,null,0,0,0,0,0,0]
[null,5006,209,7,{"$f":"Daten!F5035","v":0},{"$f":"Daten!G5035","v":0},null,null,0,0,0,0,0,0]
[null,5010,209,7,{"$f":"Daten!F5039","v":0},{"$f":"Daten!G5039","v":0},null,null,0,0,0,0,0,0]
[null,5013,209,7,{"$f":"Daten!F5042","v":0},{"$f":"Daten!G5042","v":0},null,null,0,0,0,0,0,0]
[null,5016,209,7,{"$f":"Daten!F5045","v":0},{"$f":"Daten!G5045","v":0},null,null,0,0,0,0,0,0]
[null,5020,210,7,{"$f":"Daten!F5049","v":0},{"$f":"Daten!G5049","v":0},null,null,0,0,0,0,0,0]
[null,5023,210,7,{"$f":"Daten!F5052","v":0},{"$f":"Daten!G5052","v":0},null,null,0,0,0,0,0,0]
[null,5027,210,7,{"$f":"Daten!F5056","v":0},{"$f":"Daten!G5056","v":0},null,null,0,0,0,0,0,0]
[null,5030,210,7,{"$f":"Daten!F5059","v":0},{"$f":"Daten!G5059","v":0},null,null,0,0,0,0,0,0]
[null,5031,210,7,{"$f":"Daten!F5060","v":0},{"$f":"Daten!G5060","v":0},null,null,0,0,0,0,0,0]
[null,5035,210,7,{"$f":"Daten!F5064","v":0},{"$f":"Daten!G5064","v":0},null,null,0,0,0,0,0,0]
[null,5038,210,7,{"$f":"Daten!F5067","v":0},{"$f":"Daten!G5067","v":0},null,null,0,0,0,0,0,0]
[null,5042,211,7,{"$f":"Daten!F5071","v":0},{"$f":"Daten!G5071","v":0},null,null,0,0,0,0,0,0]
[null,5045,211,7,{"$f":"Daten!F5074","v":0},{"$f":"Daten!G5074","v":0},null,null,0,0,0,0,0,0]
[null,5048,211,7,{"$f":"Daten!F5077","v":0},{"$f":"Daten!G5077","v":0},null,null,0,0,0,0,0,0]
[null,5052,211,7,{"$f":"Daten!F5081","v":0},{"$f":"Daten!G5081","v":0},null,null,0,0,0,0,0,0]
[null,5056,211,7,{"$f":"Daten!F5085","v":0},{"$f":"Daten!G5085","v":0},null,null,0,0,0,0,0,0]
[null,5059,211,7,{"$f":"Daten!F5088","v":0},{"$f":"Daten!G5088","v":0},null,null,0,0,0,0,0,0]
[null,5060,211,7,{"$f":"Daten!F5089","v":0},{"$f":"Daten!G5089","v":0},null,null,0,0,0,0,0,0]
[null,5063,211,7,{"$f":"Daten!F5092","v":0},{"$f":"Daten!G5092","v":0},null,null,0,0,0,0,0,0]
[null,5067,212,7,{"$f":"Daten!F5096","v":0},{"$f":"Daten!G5096","v":0},null,null,0,0,0,0,0,0]
[null,5070,212,7,{"$f":"Daten!F5099","v":0},{"$f":"Daten!G5099","v":0},null,null,0,0,0,0,0,0]
[null,5073,212,7,{"$f":"Daten!F5102","v":0},{"$f":"Daten!G5102","v":0},null,null,0,0,0,0,0,0]
[null,5077,212,7,{"$f":"Daten!F5106","v":0},{"$f":"Daten!G5106","v":0},null,null,0,0,0,0,0,0]
[null,5081,212,7,{"$f":"Daten!F5110","v":0},{"$f":"Daten!G5110","v":0},null,null,0,0,0,0,0,0]
[null,5082,212,7,{"$f":"Daten!F5111","v":0},{"$f":"Daten!G5111","v":0},null,null,0,0,0,0,0,0]
[null,5085,212,7,{"$f":"Daten!F5114","v":0},{"$f":"Daten!G5114","v":0},null,null,0,0,0,0,0,0]
[null,5088,212,7,{"$f":"Daten!F5117","v":0},{"$f":"Daten!G5117","v":0},null,null,0,0,0,0,0,0]
[null,5092,213,7,{"$f":"Daten!F5121","v":0},{"$f":"Daten!G5121","v":0},null,null,0,0,0,0,0,0]
[null,5095,213,7,{"$f":"Daten!F5124","v":0},{"$f":"Daten!G5124","v":0},null,null,0,0,0,0,0,0]
[null,5098,213,7,{"$f":"Daten!F5127","v":0},{"$f":"Daten!G5127","v":0},null,null,0,0,0,0,0,0]
[null,5103,213,7,{"$f":"Daten!F5132","v":0},{"$f":"Daten!G5132","v":0},null,null,0,0,0,0,0,0]
[null,5106,213,7,{"$f":"Daten!F5135","v":0},{"$f":"Daten!G5135","v":0},null,null,0,0,0,0,0,0]
[null,5107,213,7,{"$f":"Daten!F5136","v":0},{"$f":"Daten!G5136","v":0},null,null,0,0,0,0,0,0]
[null,5110,213,7,{"$f":"Daten!F5139","v":0},{"$f":"Daten!G5139","v":0},null,null,0,0,0,0,0,0]
[null,5113,214,8,{"$f":"Daten!F5142","v":0},{"$f":"Daten!G5142","v":0},null,null,0,0,0,0,0,0]
[null,5117,214,8,{"$f":"Daten!F5146","v":0},{"$f":"Daten!G5146","v":0},null,null,0,0,0,0,0,0]
[null,5119,214,8,{"$f":"Daten!F5148","v":0},{"$f":"Daten!G5148","v":0},null,null,0,0,0,0,0,0]
[null,5124,214,8,{"$f":"Daten!F5153","v":0},{"$f":"Daten!G5153","v":0},null,null,0,0,0,0,0,0]
[null,5128,214,8,{"$f":"Daten!F5157","v":0},{"$f":"Daten!G5157","v":0},null,null,0,0,0,0,0,0]
[null,5131,214,8,{"$f":"Daten!F5160","v":0},{"$f":"Daten!G5160","v":0},null,null,0,0,0,0,0,0]
[null,5132,214,8,{"$f":"Daten!F5161","v":0},{"$f":"Daten!G5161","v":0},null,null,0,0,0,0,0,0]
[null,5135,214,8,{"$f":"Daten!F5164","v":0},{"$f":"Daten!G5164","v":0},null,null,0,0,0,0,0,0]
[null,5138,215,8,{"$f":"Daten!F5167","v":0},{"$f":"Daten!G5167","v":0},null,null,0,0,0,0,0,0]
[null,5142,215,8,{"$f":"Daten!F5171","v":0},{"$f":"Daten!G5171","v":0},null,null,0,0,0,0,0,0]
[null,5144,215,8,{"$f":"Daten!F5173","v":0},{"$f":"Daten!G5173","v":0},null,null,0,0,0,0,0,0]
[null,5150,215,8,{"$f":"Daten!F5179","v":0},{"$f":"Daten!G5179","v":0},null,null,0,0,0,0,0,0]
[null,5153,215,8,{"$f":"Daten!F5182","v":0},{"$f":"Daten!G5182","v":0},null,null,0,0,0,0,0,0]
[null,5156,215,8,{"$f":"Daten!F5185","v":0},{"$f":"Daten!G5185","v":0},null,null,0,0,0,0,0,0]
[null,5157,215,8,{"$f":"Daten!F5186","v":0},{"$f":"Daten!G5186","v":0},null,null,0,0,0,0,0,0]
[null,5160,215,8,{"$f":"Daten!F5189","v":0},{"$f":"Daten!G5189","v":0},null,null,0,0,0,0,0,0]
[null,5163,216,8,{"$f":"Daten!F5192","v":0},{"$f":"Daten!G5192","v":0},null,null,0,0,0,0,0,0]
[null,5169,216,8,{"$f":"Daten!F5198","v":0},{"$f":"Daten!G5198","v":0},null,null,0,0,0,0,0,0]
[null,5171,216,8,{"$f":"Daten!F5200","v":0},{"$f":"Daten!G5200","v":0},null,null,0,0,0,0,0,0]
[null,5175,216,8,{"$f":"Daten!F5204","v":0},{"$f":"Daten!G5204","v":0},null,null,0,0,0,0,0,0]
[null,5178,216,8,{"$f":"Daten!F5207","v":0},{"$f":"Daten!G5207","v":0},null,null,0,0,0,0,0,0]
[null,5181,216,8,{"$f":"Daten!F5210","v":0},{"$f":"Daten!G5210","v":0},null,null,0,0,0,0,0,0]
[null,5182,216,8,{"$f":"Daten!F5211","v":0},{"$f":"Daten!G5211","v":0},null,null,0,0,0,0,0,0]
[null,5185,217,8,{"$f":"Daten!F5214","v":0},{"$f":"Daten!G5214","v":0},null,null,0,{"$f":"MIN(E5201,F5201+I5201)","v":0},{"$f":"E5201-J5201","v":0},{"$f":"MIN((F5201-J5201),BatteriespeicherWh-I5201)","v":0},0,{"$f":"IF(L5201>0,I5201+L5201*Wirkungsgrad,I5201+L5201)","v":0}]
[null,5190,217,8,{"$f":"Daten!F5219","v":0},{"$f":"Daten!G5219","v":0},null,null,0,0,0,0,0,0]
[null,5193,217,8,{"$f":"Daten!F5222","v":0},{"$f":"Daten!G5222","v":0},null,null,0,0,0,0,0,0]
[null,5196,217,8,{"$f":"Daten!F5225","v":0},{"$f":"Daten!G5225","v":0},null,null,0,0,0,0,0,0]
[null,5200,217,8,{"$f":"Daten!F5229","v":0},{"$f":"Daten!G5229","v":0},null,null,0,0,0,0,0,0]
[null,5203,217,8,{"$f":"Daten!F5232","v":0},{"$f":"Daten!G5232","v":0},null,null,0,0,0,0,0,0]
[null,5206,217,8,{"$f":"Daten!F5235","v":0},{"$f":"Daten!G5235","v":0},null,null,0,0,0,0,0,0]
[null,5207,217,8,{"$f":"Daten!F5236","v":0},{"$f":"Daten!G5236","v":0},null,null,0,0,0,0,0,0]
[null,5211,218,8,{"$f":"Daten!F5240","v":0},{"$f":"Daten!G5240","v":0},null,null,0,0,0,0,0,0]
[null,5215,218,8,{"$f":"Daten!F5244","v":0},{"$f":"Daten!G5244","v":0},null,null,0,0,0,0,0,0]
[null,5218,218,8,{"$f":"Daten!F5247","v":0},{"$f":"Daten!G5247","v":0},null,null,0,0,0,0,0,0]
[null,5221,218,8,{"$f":"Daten!F5250","v":0},{"$f":"Daten!G5250","v":0},null,null,0,0,0,0,0,0]
[null,5225,218,8,{"$f":"Daten!F5254","v":0},{"$f":"Daten!G5254","v":0},null,null,0,0,0,0,0,0]
[null,5228,218,8,{"$f":"Daten!F5257","v":0},{"$f":"Daten!G5257","v":0},null,null,0,0,0,0,0,0]
[null,5231,218,8,{"$f":"Daten!F5260","v":0},{"$f":"Daten!G5260","v":0},null,null,0,0,0,0,0,0]
[null,5232,218,8,{"$f":"Daten!F5261","v":0},{"$f":"Daten!G5261","v":0},null,null,0,0,0,0,0,0]
[null,5236,219,8,{"$f":"Daten!F5265","v":0},{"$f":"Daten!G5265","v":0},null,null,0,0,0,0,0,0]
[null,5240,219,8,{"$f":"Daten!F5269","v":0},{"$f":"Daten!G5269","v":0},null,null,0,0,0,0,0,0]
[null,5243,219,8,{"$f":"Daten!F5272","v":0},{"$f":"Daten!G5272","v":0},null,null,0,0,0,0,0,0]
[null,5246,219,8,{"$f":"Daten!F5275","v":0},{"$f":"Daten!G5275","v":0},null,null,0,0,0,0,0,0]
[null,5250,{"$f":"CEILING(B5266/24,1)","v":219},{"$f":"MONTH(C5266)","v":8},{"$f":"Daten!F5279","v":0},{"$f":"Daten!G5279","v":0},null,null,{"$f":"N5265","v":0},0,0,0,{"$f":"F5266-(J5266+L5266)","v":0},0]
[null,5253,219,8,{"$f":"Daten!F5282","v":0},{"$f":"Daten!G5282","v":0},null,null,0,0,0,0,0,0]
[null,5254,219,8,{"$f":"Daten!F5283","v":0},{"$f":"Daten!G5283","v":0},null,null,0,0,0,0,0,0]
[null,5257,220,8,{"$f":"Daten!F5286","v":0},{"$f":"Daten!G5286","v":0},null,null,0,0,0,0,0,0]
[null,5261,220,8,{"$f":"Daten!F5290","v":0},{"$f":"Daten!G5290","v":0},null,null,0,0,0,0,0,0]
[null,5265,220,8,{"$f":"Daten!F5294","v":0},{"$f":"Daten!G5294","v":0},null,null,0,0,0,0,0,0]
[null,5268,220,8,{"$f":"Daten!F5297","v":0},{"$f":"Daten!G5297","v":0},null,null,0,0,0,0,0,0]
[null,5271,220,8,{"$f":"Daten!F5300","v":0},{"$f":"Daten!G5300","v":0},null,null,0,0,0,0,0,0]
[null,5275,220,8,{"$f":"Daten!F5304","v":0},{"$f":"Daten!G5304","v":0},null,null,0,0,0,0,0,0]
[null,5278,220,8,{"$f":"Daten!F5307","v":0},{"$f":"Daten!G5307","v":0},null,null,0,0,0,0,0,0]
[null,5282,221,8,{"$f":"Daten!F5311","v":0},{"$f":"Daten!G5311","v":0},null,null,0,0,0,0,0,0]
[null,5283,221,8,{"$f":"Daten!F5312","v":0},{"$f":"Daten!G5312","v":0},null,null,0,0,0,0,0,0]
[null,5286,221,8,{"$f":"Daten!F5315","v":0},{"$f":"Daten!G5315","v":0},null,null,0,0,0,0,0,0]
[null,5290,221,8,{"$f":"Daten!F5319","v":0},{"$f":"Daten!G5319","v":0},null,null,0,0,0,0,0,0]
[null,5293,221,8,{"$f":"Daten!F5322","v":0},{"$f":"Daten!G5322","v":0},null,null,0,0,0,0,0,0]
[null,5296,221,8,{"$f":"Daten!F5325","v":0},{"$f":"Daten!G5325","v":0},null,null,0,0,0,0,0,0]
[null,5300,221,8,{"$f":"Daten!F5329","v":0},{"$f":"Daten!G5329","v":0},null,null,0,0,0,0,0,0]
[null,5303,221,8,{"$f":"Daten!F5332","v":0},{"$f":"Daten!G5332","v":0},null,null,0,0,0,0,0,0]
[null,5305,222,8,{"$f":"Daten!F5334","v":0},{"$f":"Daten!G5334","v":0},null,null,0,0,0,0,0,0]
[null,5308,222,8,{"$f":"Daten!F5337","v":0},{"$f":"Daten!G5337","v":0},null,null,0,0,0,0,0,0]
[null,5311,222,8,{"$f":"Daten!F5340","v":0},{"$f":"Daten!G5340","v":0},null,null,0,0,0,0,0,0]
[null,5315,222,8,{"$f":"Daten!F5344","v":0},{"$f":"Daten!G5344","v":0},null,null,0,0,0,0,0,0]
[null,5318,222,8,{"$f":"Daten!F5347","v":0},{"$f":"Daten!G5347","v":0},null,null,0,0,0,0,0,0]
[null,5322,222,8,{"$f":"Daten!F5351","v":0},{"$f":"Daten!G5351","v":0},null,null,0,0,0,0,0,0]
[null,5325,222,8,{"$f":"Daten!F5354","v":0},{"$f":"Daten!G5354","v":0},null,null,0,0,0,0,0,0]
[null,5328,222,8,{"$f":"Daten!F5357","v":0},{"$f":"Daten!G5357","v":0},null,null,0,0,0,0,0,0]
[null,5330,223,8,{"$f":"Daten!F5359","v":0},{"$f":"Daten!G5359","v":0},null,null,0,0,0,0,0,0]
[null,5333,223,8,{"$f":"Daten!F5362","v":0},{"$f":"Daten!G5362","v":0},null,null,0,0,0,0,0,0]
[null,5336,223,8,{"$f":"Daten!F5365","v":0},{"$f":"Daten!G5365","v":0},null,null,0,0,0,0,0,0]
[null,5340,223,8,{"$f":"Daten!F5369","v":0},{"$f":"Daten!G5369","v":0},null,null,0,0,0,0,0,0]
[null,5343,223,8,{"$f":"Daten!F5372","v":0},{"$f":"Daten!G5372","v":0},null,null,0,0,0,0,0,0]
[null,5347,223,8,{"$f":"Daten!F5376","v":0},{"$f":"Daten!G5376","v":0},null,null,0,0,0,0,0,0]
[null,5349,223,8,{"$f":"Daten!F5378","v":0},{"$f":"Daten!G5378","v":0},null,null,0,0,0,0,0,0]
[null,5354,224,8,{"$f":"Daten!F5383","v":0},{"$f":"Daten!G5383","v":0},null,null,0,0,0,0,0,0]
[null,5355,224,8,{"$f":"Daten!F5384","v":0},{"$f":"Daten!G5384","v":0},null,null,0,0,0,0,0,0]
[null,5358,224,8,{"$f":"Daten!F5387","v":0},{"$f":"Daten!G5387","v":0},null,null,0,0,0,0,0,0]
[null,5361,224,8,{"$f":"Daten!F5390","v":0},{"$f":"Daten!G5390","v":0},null,null,0,0,0,0,0,0]
[null,5365,224,8,{"$f":"Daten!F5394","v":0},{"$f":"Daten!G5394","v":0},null,null,0,0,0,0,0,0]
[null,5368,224,8,{"$f":"Daten!F5397","v":0},{"$f":"Daten!G5397","v":0},null,null,0,0,0,0,0,0]
[null,5370,224,8,{"$f":"Daten!F5399","v":0},{"$f":"Daten!G5399","v":0},null,null,0,0,0,0,0,0]
[null,5376,224,8,{"$f":"Daten!F5405","v":0},{"$f":"Daten!G5405","v":0},null,null,0,0,0,0,0,0]
[null,5379,225,8,{"$f":"Daten!F5408","v":0},{"$f":"Daten!G5408","v":0},null,null,0,0,0,0,0,0]
[null,5380,225,8,{"$f":"Daten!F5409","v":0},{"$f":"Daten!G5409","v":0},null,null,0,0,0,0,0,0]
[null,5383,225,8,{"$f":"Daten!F5412","v":0},{"$f":"Daten!G5412","v":0},null,null,0,0,0,0,0,0]
[null,5387,225,8,{"$f":"Daten!F5416","v":0},{"$f":"Daten!G5416","v":0},null,null,0,0,0,0,0,0]
[null,5390,225,8,{"$f":"Daten!F5419","v":0},{"$f":"Daten!G5419","v":0},null,null,0,0,0,0,0,0]
[null,5395,225,8,{"$f":"Daten!F5424","v":0},{"$f":"Daten!G5424","v":0},null,null,0,0,0,0,0,0]
[null,5398,225,8,{"$f":"Daten!F5427","v":0},{"$f":"Daten!G5427","v":0},null,null,0,0,0,0,0,0]
[null,5401,226,8,{"$f":"Daten!F5430","v":0},{"$f":"Daten!G5430","v":0},null,null,0,0,0,0,0,0]
[null,5404,226,8,{"$f":"Daten!F5433","v":0},{"$f":"Daten!G5433","v":0},null,null,0,0,0,0,0,0]
[null,5405,226,8,{"$f":"Daten!F5434","v":0},{"$f":"Daten!G5434","v":0},null,null,0,0,0,0,0,0]
[null,5408,226,8,{"$f":"Daten!F5437","v":0},{"$f":"Daten!G5437","v":0},null,null,0,0,0,0,0,0]
[null,5412,226,8,{"$f":"Daten!F5441","v":0},{"$f":"Daten!G5441","v":0},null,null,0,0,0,0,0,0]
[null,5415,226,8,{"$f":"Daten!F5444","v":0},{"$f":"Daten!G5444","v":0},null,null,0,0,0,0,0,0]
[null,5420,226,8,{"$f":"Daten!F5449","v":0},{"$f":"Daten!G5449","v":0},null,null,0,0,0,0,0,0]
[null,5423,226,8,{"$f":"Daten!F5452","v":0},{"$f":"Daten!G5452","v":0},null,null,0,0,0,0,0,0]
[null,5426,227,8,{"$f":"Daten!F5455","v":0},{"$f":"Daten!G5455","v":0},null,null,0,0,0,0,0,0]
[null,5427,227,8,{"$f":"Daten!F5456","v":0},{"$f":"Daten!G5456","v":0},null,null,0,0,0,0,0,0]
[null,5430,227,8,{"$f":"Daten!F5459","v":0},{"$f":"Daten!G5459","v":0},null,null,0,0,0,0,0,0]
[null,5433,227,8,{"$f":"Daten!F5462","v":0},{"$f":"Daten!G5462","v":0},null,null,0,0,0,0,0,0]
[null,5437,227,8,{"$f":"Daten!F5466","v":0},{"$f":"Daten!G5466","v":0},null,null,0,0,0,0,0,0]
[null,5441,227,8,{"$f":"Daten!F5470","v":0},{"$f":"Daten!G5470","v":0},null,null,0,{"$f":"MIN(E5457,F5457+I5457)","v":0},{"$f":"E5457-J5457","v":0},{"$f":"MIN((F5457-J5457),BatteriespeicherWh-I5457)","v":0},0,{"$f":"IF(L5457>0,I5457+L5457*Wirkungsgrad,I5457+L5457)","v":0}]
[null,5444,227,8,{"$f":"Daten!F5473","v":0},{"$f":"Daten!G5473","v":0},null,null,0,0,0,0,0,0]
[null,5448,227,8,{"$f":"Daten!F5477","v":0},{"$f":"Daten!G5477","v":0},null,null,0,0,0,0,0,0]
[null,5451,228,8,{"$f":"Daten!F5480","v":0},{"$f":"Daten!G5480","v":0},null,null,0,0,0,0,0,0]
[null,5452,228,8,{"$f":"Daten!F5481","v":0},{"$f":"Daten!G5481","v":0},null,null,0,0,0,0,0,0]
[null,5455,228,8,{"$f":"Daten!F5484","v":0},{"$f":"Daten!G5484","v":0},null,null,0,0,0,0,0,0]
[null,5458,228,8,{"$f":"Daten!F5487","v":0},{"$f":"Daten!G5487","v":0},null,null,0,0,0,0,0,0]
[null,5462,228,8,{"$f":"Daten!F5491","v":0},{"$f":"Daten!G5491","v":0},null,null,0,0,0,0,0,0]
[null,5466,228,8,{"$f":"Daten!F5495","v":0},{"$f":"Daten!G5495","v":0},null,null,0,0,0,0,0,0]
[null,5469,228,8,{"$f":"Daten!F5498","v":0},{"$f":"Daten!G5498","v":0},null,null,0,0,0,0,0,0]
[null,5473,229,8,{"$f":"Daten!F5502","v":0},{"$f":"Daten!G5502","v":0},null,null,0,0,0,0,0,0]
[null,5476,229,8,{"$f":"Daten!F5505","v":0},{"$f":"Daten!G5505","v":0},null,null,0,0,0,0,0,0]
[null,5477,229,8,{"$f":"Daten!F5506","v":0},{"$f":"Daten!G5506","v":0},null,null,0,0,0,0,0,0]
[null,5480,229,8,{"$f":"Daten!F5509","v":0},{"$f":"Daten!G5509","v":0},null,null,0,0,0,0,0,0]
[null,5483,229,8,{"$f":"Daten!F5512","v":0},{"$f":"Daten!G5512","v":0},null,null,0,0,0,0,0,0]
[null,5488,229,8,{"$f":"Daten!F5517","v":0},{"$f":"Daten!G5517","v":0},null,null,0,0,0,0,0,0]
[null,5491,229,8,{"$f":"Daten!F5520","v":0},{"$f":"Daten!G5520","v":0},null,null,0,0,0,0,0,0]
[null,5495,229,8,{"$f":"Daten!F5524","v":0},{"$f":"Daten!G5524","v":0},null,null,0,0,0,0,0,0]
[null,5498,230,8,{"$f":"Daten!F5527","v":0},{"$f":"Daten!G5527","v":0},null,null,0,0,0,0,0,0]
[null,5501,230,8,{"$f":"Daten!F5530","v":0},{"$f":"Daten!G5530","v":0},null,null,0,0,0,0,0,0]
[null,5502,230,8,{"$f":"Daten!F5531","v":0},{"$f":"Daten!G5531","v":0},null,null,0,0,0,0,0,0]
[null,5505,230,8,{"$f":"Daten!F5534","v":0},{"$f":"Daten!G5534","v":0},null,null,0,{"$f":"MIN(E5521,F5521+I5521)","v":0},{"$f":"E5521-J5521","v":0},{"$f":"MIN((F5521-J5521),BatteriespeicherWh-I5521)","v":0},0,{"$f":"IF(L5521>0,I5521+L5521*Wirkungsgrad,I5521+L5521)","v":0}]
[null,5508,230,8,{"$f":"Daten!F5537","v":0},{"$f":"Daten!G5537","v":0},null,null,0,0,0,0,0,0]
[null,5513,230,8,{"$f":"Daten!F5542","v":0},{"$f":"Daten!G5542","v":0},null,null,0,0,0,0,0,0]
[null,5516,230,8,{"$f":"Daten!F5545","v":0},{"$f":"Daten!G5545","v":0},null,null,0,0,0,0,0,0]
[null,5520,230,8,{"$f":"Daten!F5549","v":0},{"$f":"Daten!G5549","v":0},null,null,0,0,0,0,0,0]
[null,5523,231,8,{"$f":"Daten!F5552","v":0},{"$f":"Daten!G5552","v":0},null,null,0,0,0,0,0,0]
[null,5526,231,8,{"$f":"Daten!F5555","v":0},{"$f":"Daten!G5555","v":0},null,null,0,0,0,0,0,0]
[null,5527,231,8,{"$f":"Daten!F5556","v":0},{"$f":"Daten!G5556","v":0},null,null,0,0,0,0,0,0]
[null,5533,231,8,{"$f":"Daten!F5562","v":0},{"$f":"Daten!G5562","v":0},null,null,0,0,0,0,0,0]
[null,5535,231,8,{"$f":"Daten!F5564","v":0},{"$f":"Daten!G5564","v":0},null,null,0,0,0,0,0,0]
[null,5538,231,8,{"$f":"Daten!F5567","v":0},{"$f":"Daten!G5567","v":0},null,null,0,0,0,0,0,0]
[null,5541,231,8,{"$f":"Daten!F5570","v":0},{"$f":"Daten!G5570","v":0},null,null,0,0,0,0,0,0]
[null,5545,232,8,{"$f":"Daten!F5574","v":0},{"$f":"Daten!G5574","v":0},null,null,0,0,0,0,0,0]
[null,5548,232,8,{"$f":"Daten!F5577","v":0},{"$f":"Daten!G5577","v":0},null,null,0,0,0,0,0,0]
[null,5551,232,8,{"$f":"Daten!F5580","v":0},{"$f":"Daten!G5580","v":0},null,null,0,0,0,0,0,0]
[null,5554,232,8,{"$f":"Daten!F5583","v":0},{"$f":"Daten!G5583","v":0},null,null,0,0,0,0,0,0]
[null,5556,232,8,{"$f":"Daten!F5585","v":0},{"$f":"Daten!G5585","v":0},null,null,0,0,0,0,0,0]
[null,5560,232,8,{"$f":"Daten!F5589","v":0},{"$f":"Daten!G5589","v":0},null,null,0,0,0,0,0,0]
[null,5563,232,8,{"$f":"Daten!F5592","v":0},{"$f":"Daten!G5592","v":0},null,null,0,0,0,0,0,0]
[null,5566,232,8,{"$f":"Daten!F5595","v":0},{"$f":"Daten!G5595","v":0},null,null,0,0,0,0,0,0]
[null,5570,{"$f":"CEILING(B5586/24,1)","v":233},{"$f":"MONTH(C5586)","v":8},{"$f":"Daten!F5599","v":0},{"$f":"Daten!G5599","v":0},null,null,{"$f":"N5585","v":0},0,0,0,{"$f":"F5586-(J5586+L5586)","v":0},0]
[null,5573,233,8,{"$f":"Daten!F5602","v":0},{"$f":"Daten!G5602","v":0},null,null,0,0,0,0,0,0]
[null,5575,233,8,{"$f":"Daten!F5604","v":0},{"$f":"Daten!G5604","v":0},null,null,0,0,0,0,0,0]
[null,5578,233,8,{"$f":"Daten!F5607","v":0},{"$f":"Daten!G5607","v":0},null,null,0,0,0,0,0,0]
[null,5581,233,8,{"$f":"Daten!F5610","v":0},{"$f":"Daten!G5610","v":0},null,null,0,0,0,0,0,0]
[null,5585,233,8,{"$f":"Daten!F5614","v":0},{"$f":"Daten!G5614","v":0},null,null,0,0,0,0,0,0]
[null,5588,233,8,{"$f":"Daten!F5617","v":0},{"$f":"Daten!G5617","v":0},null,null,0,0,0,0,0,0]
[null,5591,233,8,{"$f":"Daten!F5620","v":0},{"$f":"Daten!G5620","v":0},null,null,0,0,0,0,0,0]
[null,5595,234,8,{"$f":"Daten!F5624","v":0},{"$f":"Daten!G5624","v":0},null,null,0,0,0,0,0,0]
[null,5598,234,8,{"$f":"Daten!F5627","v":0},{"$f":"Daten!G5627","v":0},null,null,0,0,0,0,0,0]
[null,5600,234,8,{"$f":"Daten!F5629","v":0},{"$f":"Daten!G5629","v":0},null,null,0,0,0,0,0,0]
[null,5603,234,8,{"$f":"Daten!F5632","v":0},{"$f":"Daten!G5632","v":0},null,null,0,0,0,0,0,0]
[null,5606,234,8,{"$f":"Daten!F5635","v":0},{"$f":"Daten!G5635","v":0},null,null,0,0,0,0,0,0]
[null,5610,234,8,{"$f":"Daten!F5639","v":0},{"$f":"Daten!G5639","v":0},null,null,0,0,0,0,0,0]
[null,5613,234,8,{"$f":"Daten!F5642","v":0},{"$f":"Daten!G5642","v":0},null,null,0,0,0,0,0,0]
[null,5616,234,8,{"$f":"Daten!F5645","v":0},{"$f":"Daten!G5645","v":0},null,null,0,0,0,0,0,0]
[null,5620,235,8,{"$f":"Daten!F5649","v":0},{"$f":"Daten!G5649","v":0},null,null,0,0,0,0,0,0]
[null,5621,235,8,{"$f":"Daten!F5650","v":0},{"$f":"Daten!G5650","v":0},null,null,0,0,0,0,0,0]
[null,5625,235,8,{"$f":"Daten!F5654","v":0},{"$f":"Daten!G5654","v":0},null,null,0,0,0,0,0,0]
[null,5628,235,8,{"$f":"Daten!F5657","v":0},{"$f":"Daten!G5657","v":0},null,null,0,0,0,0,0,0]
[null,5631,235,8,{"$f":"Daten!F5660","v":0},{"$f":"Daten!G5660","v":0},null,null,0,0,0,0,0,0]
[null,5635,235,8,{"$f":"Daten!F5664","v":0},{"$f":"Daten!G5664","v":0},null,null,0,0,0,0,0,0]
[null,5638,235,8,{"$f":"Daten!F5667","v":0},{"$f":"Daten!G5667","v":0},null,null,0,0,0,0,0,0]
[null,5641,236,8,{"$f":"Daten!F5670","v":0},{"$f":"Daten!G5670","v":0},null,null,0,0,0,0,0,0]
[null,5646,236,8,{"$f":"Daten!F5675","v":0},{"$f":"Daten!G5675","v":0},null,null,0,0,0,0,0,0]
[null,5649,236,8,{"$f":"Daten!F5678","v":0},{"$f":"Daten!G5678","v":0},null,null,0,0,0,0,0,0]
[null,5650,236,8,{"$f":"Daten!F5679","v":0},{"$f":"Daten!G5679","v":0},null,null,0,0,0,0,0,0]
[null,5653,236,8,{"$f":"Daten!F5682","v":0},{"$f":"Daten!G5682","v":0},null,null,0,0,0,0,0,0]
[null,5656,236,8,{"$f":"Daten!F5685","v":0},{"$f":"Daten!G5685","v":0},null,null,0,0,0,0,0,0]
[null,5660,236,8,{"$f":"Daten!F5689","v":0},{"$f":"Daten!G5689","v":0},null,null,0,0,0,0,0,0]
[null,5663,236,8,{"$f":"Daten!F5692","v":0},{"$f":"Daten!G5692","v":0},null,null,0,0,0,0,0,0]
[null,5667,237,8,{"$f":"Daten!F5696","v":0},{"$f":"Daten!G5696","v":0},null,null,0,0,0,0,0,0]
[null,5671,237,8,{"$f":"Daten!F5700","v":0},{"$f":"Daten!G5700","v":0},null,null,0,0,0,0,0,0]
[null,5674,237,8,{"$f":"Daten!F5703","v":0},{"$f":"Daten!G5703","v":0},null,null,0,0,0,0,0,0]
[null,5675,237,8,{"$f":"Daten!F5704","v":0},{"$f":"Daten!G5704","v":0},null,null,0,0,0,0,0,0]
[null,5678,237,8,{"$f":"Daten!F5707","v":0},{"$f":"Daten!G5707","v":0},null,null,0,0,0,0,0,0]
[null,5681,237,8,{"$f":"Daten!F5710","v":0},{"$f":"Daten!G5710","v":0},null,null,0,0,0,0,0,0]
[null,5685,237,8,{"$f":"Daten!F5714","v":0},{"$f":"Daten!G5714","v":0},null,null,0,0,0,0,0,0]
[null,5688,237,8,{"$f":"Daten!F5717","v":0},{"$f":"Daten!G5717","v":0},null,null,0,0,0,0,0,0]
[null,5692,238,8,{"$f":"Daten!F5721","v":0},{"$f":"Daten!G5721","v":0},null,null,0,0,0,0,0,0]
[null,5696,238,8,{"$f":"Daten!F5725","v":0},{"$f":"Daten!G5725","v":0},null,null,0,0,0,0,0,0]
[null,5699,238,8,{"$f":"Daten!F5728","v":0},{"$f":"Daten!G5728","v":0},null,null,0,0,0,0,0,0]
[null,5700,238,8,{"$f":"Daten!F5729","v":0},{"$f":"Daten!G5729","v":0},null,null,0,0,0,0,0,0]
[null,5703,238,8,{"$f":"Daten!F5732","v":0},{"$f":"Daten!G5732","v":0},null,null,0,0,0,0,0,0]
[null,5707,238,8,{"$f":"Daten!F5736","v":0},{"$f":"Daten!G5736","v":0},null,null,0,0,0,0,0,0]
[null,5710,238,8,{"$f":"Daten!F5739","v":0},{"$f":"Daten!G5739","v":0},null,null,0,0,0,0,0,0]
[null,5713,239,8,{"$f":"Daten!F5742","v":0},{"$f":"Daten!G5742","v":0},null,null,0,0,0,0,0,0]
[null,5718,239,8,{"$f":"Daten!F5747","v":0},{"$f":"Daten!G5747","v":0},null,null,0,0,0,0,0,0]
[null,5721,239,8,{"$f":"Daten!F5750","v":0},{"$f":"Daten!G5750","v":0},null,null,0,0,0,0,0,0]
[null,5724,239,8,{"$f":"Daten!F5753","v":0},{"$f":"Daten!G5753","v":0},null,null,0,0,0,0,0,0]
[null,5725,239,8,{"$f":"Daten!F5754","v":0},{"$f":"Daten!G5754","v":0},null,null,0,0,0,0,0,0]
[null,5728,239,8,{"$f":"Daten!F5757","v":0},{"$f":"Daten!G5757","v":0},null,null,0,0,0,0,0,0]
[null,5732,239,8,{"$f":"Daten!F5761","v":0},{"$f":"Daten!G5761","v":0},null,null,0,0,0,0,0,0]
[null,5734,239,8,{"$f":"Daten!F5763","v":0},{"$f":"Daten!G5763","v":0},null,null,0,0,0,0,0,0]
[null,5739,240,8,{"$f":"Daten!F5768","v":0},{"$f":"Daten!G5768","v":0},null,null,0,0,0,0,0,0]
[null,5743,240,8,{"$f":"Daten!F5772","v":0},{"$f":"Daten!G5772","v":0},null,null,0,0,0,0,0,0]
[null,5746,240,8,{"$f":"Daten!F5775","v":0},{"$f":"Daten!G5775","v":0},null,null,0,0,0,0,0,0]
[null,5749,240,8,{"$f":"Daten!F5778","v":0},{"$f":"Daten!G5778","v":0},null,null,0,0,0,0,0,0]
[null,5750,240,8,{"$f":"Daten!F5779","v":0},{"$f":"Daten!G5779","v":0},null,null,0,0,0,0,0,0]
[null,5753,240,8,{"$f":"Daten!F5782","v":0},{"$f":"Daten!G5782","v":0},null,null,0,0,0,0,0,0]
[null,5759,240,8,{"$f":"Daten!F5788","v":0},{"$f":"Daten!G5788","v":0},null,null,0,0,0,0,0,0]
[null,5761,241,8,{"$f":"Daten!F5790","v":0},{"$f":"Daten!G5790","v":0},null,null,0,{"$f":"MIN(E5777,F5777+I5777)","v":0},{"$f":"E5777-J5777","v":0},{"$f":"MIN((F5777-J5777),BatteriespeicherWh-I5777)","v":0},0,{"$f":"IF(L5777>0,I5777+L5777*Wirkungsgrad,I5777+L5777)","v":0}]
[null,5764,241,8,{"$f":"Daten!F5793","v":0},{"$f":"Daten!G5793","v":0},null,null,0,0,0,0,0,0]
[null,5768,241,8,{"$f":"Daten!F5797","v":0},{"$f":"Daten!G5797","v":0},null,null,0,0,0,0,0,0]
[null,5771,241,8,{"$f":"Daten!F5800","v":0},{"$f":"Daten!G5800","v":0},null,null,0,0,0,0,0,0]
[null,5772,241,8,{"$f":"Daten!F5801","v":0},{"$f":"Daten!G5801","v":0},null,null,0,0,0,0,0,0]
[null,5775,241,8,{"$f":"Daten!F5804","v":0},{"$f":"Daten!G5804","v":0},null,null,0,0,0,0,0,0]
[null,5778,241,8,{"$f":"Daten!F5807","v":0},{"$f":"Daten!G5807","v":0},null,null,0,0,0,0,0,0]
[null,5784,241,8,{"$f":"Daten!F5813","v":0},{"$f":"Daten!G5813","v":0},null,null,0,0,0,0,0,0]
[null,5786,242,8,{"$f":"Daten!F5815","v":0},{"$f":"Daten!G5815","v":0},null,null,0,0,0,0,0,0]
[null,5789,242,8,{"$f":"Daten!F5818","v":0},{"$f":"Daten!G5818","v":0},null,null,0,0,0,0,0,0]
[null,5793,242,8,{"$f":"Daten!F5822","v":0},{"$f":"Daten!G5822","v":0},null,null,0,0,0,0,0,0]
[null,5796,242,8,{"$f":"Daten!F5825","v":0},{"$f":"Daten!G5825","v":0},null,null,0,0,0,0,0,0]
[null,5797,242,8,{"$f":"Daten!F5826","v":0},{"$f":"Daten!G5826","v":0},null,null,0,0,0,0,0,0]
[null,5800,242,8,{"$f":"Daten!F5829","v":0},{"$f":"Daten!G5829","v":0},null,null,0,0,0,0,0,0]
[null,5805,242,8,{"$f":"Daten!F5834","v":0},{"$f":"Daten!G5834","v":0},null,null,0,0,0,0,0,0]
[null,5808,242,8,{"$f":"Daten!F5837","v":0},{"$f":"Daten!G5837","v":0},null,null,0,0,0,0,0,0]
[null,5811,243,8,{"$f":"Daten!F5840","v":0},{"$f":"Daten!G5840","v":0},null,null,0,0,0,0,0,0]
[null,5814,243,8,{"$f":"Daten!F5843","v":0},{"$f":"Daten!G5843","v":0},null,null,0,0,0,0,0,0]
[null,5818,243,8,{"$f":"Daten!F5847","v":0},{"$f":"Daten!G5847","v":0},null,null,0,0,0,0,0,0]
[null,5821,243,8,{"$f":"Daten!F5850","v":0},{"$f":"Daten!G5850","v":0},null,null,0,0,0,0,0,0]
[null,5822,243,8,{"$f":"Daten!F5851","v":0},{"$f":"Daten!G5851","v":0},null,null,0,0,0,0,0,0]
[null,5826,{"$f":"CEILING(B5842/24,1)","v":243},{"$f":"MONTH(C5842)","v":8},{"$f":"Daten!F5855","v":0},{"$f":"Daten!G5855","v":0},null,null,{"$f":"N5841","v":0},0,0,0,{"$f":"F5842-(J5842+L5842)","v":0},0]
[null,5829,243,8,{"$f":"Daten!F5858","v":0},{"$f":"Daten!G5858","v":0},null,null,0,0,0,0,0,0]
[null,5833,244,8,{"$f":"Daten!F5862","v":0},{"$f":"Daten!G5862","v":0},null,null,0,0,0,0,0,0]
[null,5836,244,8,{"$f":"Daten!F5865","v":0},{"$f":"Daten!G5865","v":0},null,null,0,0,0,0,0,0]
[null,5840,244,8,{"$f":"Daten!F5869","v":0},{"$f":"Daten!G5869","v":0},null,null,0,0,0,0,0,0]
[null,5843,244,8,{"$f":"Daten!F5872","v":0},{"$f":"Daten!G5872","v":0},null,null,0,0,0,0,0,0]
[null,5846,244,8,{"$f":"Daten!F5875","v":0},{"$f":"Daten!G5875","v":0},null,null,0,0,0,0,0,0]
[null,5847,244,8,{"$f":"Daten!F5876","v":0},{"$f":"Daten!G5876","v":0},null,null,0,0,0,0,0,0]
[null,5851,244,8,{"$f":"Daten!F5880","v":0},{"$f":"Daten!G5880","v":0},null,null,0,0,0,0,0,0]
[null,5854,244,8,{"$f":"Daten!F5883","v":0},{"$f":"Daten!G5883","v":0},null,null,0,0,0,0,0,0]
[null,5858,245,9,{"$f":"Daten!F5887","v":0},{"$f":"Daten!G5887","v":0},null,null,0,0,0,0,0,0]
[null,5861,245,9,{"$f":"Daten!F5890","v":0},{"$f":"Daten!G5890","v":0},null,null,0,0,0,0,0,0]
[null,5865,245,9,{"$f":"Daten!F5894","v":0},{"$f":"Daten!G5894","v":0},null,null,0,0,0,0,0,0]
[null,5868,245,9,{"$f":"Daten!F5897","v":0},{"$f":"Daten!G5897","v":0},null,null,0,0,0,0,0,0]
[null,5871,245,9,{"$f":"Daten!F5900","v":0},{"$f":"Daten!G5900","v":0},null,null,0,0,0,0,0,0]
[null,5872,245,9,{"$f":"Daten!F5901","v":0},{"$f":"Daten!G5901","v":0},null,null,0,0,0,0,0,0]
[null,5876,245,9,{"$f":"Daten!F5905","v":0},{"$f":"Daten!G5905","v":0},null,null,0,0,0,0,0,0]
[null,5880,245,9,{"$f":"Daten!F5909","v":0},{"$f":"Daten!G5909","v":0},null,null,0,0,0,0,0,0]
[null,5883,246,9,{"$f":"Daten!F5912","v":0},{"$f":"Daten!G5912","v":0},null,null,0,0,0,0,0,0]
[null,5886,246,9,{"$f":"Daten!F5915","v":0},{"$f":"Daten!G5915","v":0},null,null,0,0,0,0,0,0]
[null,5890,{"$f":"CEILING(B5906/24,1)","v":246},{"$f":"MONTH(C5906)","v":9},{"$f":"Daten!F5919","v":0},{"$f":"Daten!G5919","v":0},null,null,{"$f":"N5905","v":0},0,0,0,{"$f":"F5906-(J5906+L5906)","v":0},0]
[null,5893,246,9,{"$f":"Daten!F5922","v":0},{"$f":"Daten!G5922","v":0},null,null,0,0,0,0,0,0]
[null,5897,246,9,{"$f":"Daten!F5926","v":0},{"$f":"Daten!G5926","v":0},null,null,0,0,0,0,0,0]
[null,5898,246,9,{"$f":"Daten!F5927","v":0},{"$f":"Daten!G5927","v":0},null,null,0,0,0,0,0,0]
[null,5901,246,9,{"$f":"Daten!F5930","v":0},{"$f":"Daten!G5930","v":0},null,null,0,0,0,0,0,0]
[null,5905,247,9,{"$f":"Daten!F5934","v":0},{"$f":"Daten!G5934","v":0},null,null,0,0,0,0,0,0]
[null,5908,247,9,{"$f":"Daten!F5937","v":0},{"$f":"Daten!G5937","v":0},null,null,0,0,0,0,0,0]
[null,5911,247,9,{"$f":"Daten!F5940","v":0},{"$f":"Daten!G5940","v":0},null,null,0,0,0,0,0,0]
[null,5915,247,9,{"$f":"Daten!F5944","v":0},{"$f":"Daten!G5944","v":0},null,null,0,0,0,0,0,0]
[null,5918,247,9,{"$f":"Daten!F5947","v":0},{"$f":"Daten!G5947","v":0},null,null,0,0,0,0,0,0]
[null,5922,247,9,{"$f":"Daten!F5951","v":0},{"$f":"Daten!G5951","v":0},null,null,0,0,0,0,0,0]
[null,5923,247,9,{"$f":"Daten!F5952","v":0},{"$f":"Daten!G5952","v":0},null,null,0,0,0,0,0,0]
[null,5926,247,9,{"$f":"Daten!F5955","v":0},{"$f":"Daten!G5955","v":0},null,null,0,0,0,0,0,0]
[null,5930,248,9,{"$f":"Daten!F5959","v":0},{"$f":"Daten!G5959","v":0},null,null,0,0,0,0,0,0]
[null,5933,248,9,{"$f":"Daten!F5962","v":0},{"$f":"Daten!G5962","v":0},null,null,0,0,0,0,0,0]
[null,5936,248,9,{"$f":"Daten!F5965","v":0},{"$f":"Daten!G5965","v":0},null,null,0,0,0,0,0,0]
[null,5939,248,9,{"$f":"Daten!F5968","v":0},{"$f":"Daten!G5968","v":0},null,null,0,0,0,0,0,0]
[null,5944,248,9,{"$f":"Daten!F5973","v":0},{"$f":"Daten!G5973","v":0},null,null,0,0,0,0,0,0]
[null,5945,248,9,{"$f":"Daten!F5974","v":0},{"$f":"Daten!G5974","v":0},null,null,0,0,0,0,0,0]
[null,5948,248,9,{"$f":"Daten!F5977","v":0},{"$f":"Daten!G5977","v":0},null,null,0,0,0,0,0,0]
[null,5951,248,9,{"$f":"Daten!F5980","v":0},{"$f":"Daten!G5980","v":0},null,null,0,0,0,0,0,0]
[null,5955,249,9,{"$f":"Daten!F5984","v":0},{"$f":"Daten!G5984","v":0},null,null,0,0,0,0,0,0]
[null,5958,249,9,{"$f":"Daten!F5987","v":0},{"$f":"Daten!G5987","v":0},null,null,0,0,0,0,0,0]
[null,5961,249,9,{"$f":"Daten!F5990","v":0},{"$f":"Daten!G5990","v":0},null,null,0,0,0,0,0,0]
[null,5964,249,9,{"$f":"Daten!F5993","v":0},{"$f":"Daten!G5993","v":0},null,null,0,0,0,0,0,0]
[null,5969,249,9,{"$f":"Daten!F5998","v":0},{"$f":"Daten!G5998","v":0},null,null,0,0,0,0,0,0]
[null,5970,249,9,{"$f":"Daten!F5999","v":0},{"$f":"Daten!G5999","v":0},null,null,0,0,0,0,0,0]
[null,5973,249,9,{"$f":"Daten!F6002","v":0},{"$f":"Daten!G6002","v":0},null,null,0,0,0,0,0,0]
[null,5976,249,9,{"$f":"Daten!F6005","v":0},{"$f":"Daten!G6005","v":0},null,null,0,0,0,0,0,0]
[null,5980,250,9,{"$f":"Daten!F6009","v":0},{"$f":"Daten!G6009","v":0},null,null,0,0,0,0,0,0]
[null,5983,250,9,{"$f":"Daten!F6012","v":0},{"$f":"Daten!G6012","v":0},null,null,0,0,0,0,0,0]
[null,5985,250,9,{"$f":"Daten!F6014","v":0},{"$f":"Daten!G6014","v":0},null,null,0,0,0,0,0,0]
[null,5991,250,9,{"$f":"Daten!F6020","v":0},{"$f":"Daten!G6020","v":0},null,null,0,0,0,0,0,0]
[null,5994,250,9,{"$f":"Daten!F6023","v":0},{"$f":"Daten!G6023","v":0},null,null,0,0,0,0,0,0]
[null,5995,250,9,{"$f":"Daten!F6024","v":0},{"$f":"Daten!G6024","v":0},null,null,0,0,0,0,0,0]
[null,5998,250,9,{"$f":"Daten!F6027","v":0},{"$f":"Daten!G6027","v":0},null,null,0,0,0,0,0,0]
[null,6001,251,9,{"$f":"Daten!F6030","v":0},{"$f":"Daten!G6030","v":0},null,null,0,0,0,0,0,0]
[null,6005,251,9,{"$f":"Daten!F6034","v":0},{"$f":"Daten!G6034","v":0},null,null,0,0,0,0,0,0]
[null,6010,251,9,{"$f":"Daten!F6039","v":0},{"$f":"Daten!G6039","v":0},null,null,0,0,0,0,0,0]
[null,6013,251,9,{"$f":"Daten!F6042","v":0},{"$f":"Daten!G6042","v":0},null,null,0,0,0,0,0,0]
[null,6016,251,9,{"$f":"Daten!F6045","v":0},{"$f":"Daten!G6045","v":0},null,null,0,0,0,0,0,0]
[null,6019,251,9,{"$f":"Daten!F6048","v":0},{"$f":"Daten!G6048","v":0},null,null,0,0,0,0,0,0]
[null,6020,251,9,{"$f":"Daten!F6049","v":0},{"$f":"Daten!G6049","v":0},null,null,0,0,0,0,0,0]
[null,6023,251,9,{"$f":"Daten!F6052","v":0},{"$f":"Daten!G6052","v":0},null,null,0,0,0,0,0,0]
[null,6026,252,9,{"$f":"Daten!F6055","v":0},{"$f":"Daten!G6055","v":0},null,null,0,0,0,0,0,0]
[null,6031,252,9,{"$f":"Daten!F6060","v":0},{"$f":"Daten!G6060","v":0},null,null,0,0,0,0,0,0]
[null,6034,252,9,{"$f":"Daten!F6063","v":0},{"$f":"Daten!G6063","v":0},null,null,0,0,0,0,0,0]
[null,6038,252,9,{"$f":"Daten!F6067","v":0},{"$f":"Daten!G6067","v":0},null,null,0,0,0,0,0,0]
[null,6041,252,9,{"$f":"Daten!F6070","v":0},{"$f":"Daten!G6070","v":0},null,null,0,0,0,0,0,0]
[null,6044,252,9,{"$f":"Daten!F6073","v":0},{"$f":"Daten!G6073","v":0},null,null,0,0,0,0,0,0]
[null,6045,252,9,{"$f":"Daten!F6074","v":0},{"$f":"Daten!G6074","v":0},null,null,0,0,0,0,0,0]
[null,6048,252,9,{"$f":"Daten!F6077","v":0},{"$f":"Daten!G6077","v":0},null,null,0,0,0,0,0,0]
[null,6052,253,9,{"$f":"Daten!F6081","v":0},{"$f":"Daten!G6081","v":0},null,null,0,0,0,0,0,0]
[null,6056,253,9,{"$f":"Daten!F6085","v":0},{"$f":"Daten!G6085","v":0},null,null,0,0,0,0,0,0]
[null,6059,253,9,{"$f":"Daten!F6088","v":0},{"$f":"Daten!G6088","v":0},null,null,0,0,0,0,0,0]
[null,6063,253,9,{"$f":"Daten!F6092","v":0},{"$f":"Daten!G6092","v":0},null,null,0,0,0,0,0,0]
[null,6066,253,9,{"$f":"Daten!F6095","v":0},{"$f":"Daten!G6095","v":0},null,null,0,0,0,0,0,0]
[null,6069,253,9,{"$f":"Daten!F6098","v":0},{"$f":"Daten!G6098","v":0},null,null,0,0,0,0,0,0]
[null,6070,253,9,{"$f":"Daten!F6099","v":0},{"$f":"Daten!G6099","v":0},null,null,0,0,0,0,0,0]
[null,6073,254,9,{"$f":"Daten!F6102","v":0},{"$f":"Daten!G6102","v":0},null,null,0,0,0,0,0,0]
[null,6077,254,9,{"$f":"Daten!F6106","v":0},{"$f":"Daten!G6106","v":0},null,null,0,0,0,0,0,0]
[null,6081,254,9,{"$f":"Daten!F6110","v":0},{"$f":"Daten!G6110","v":0},null,null,0,{"$f":"MIN(E6097,F6097+I6097)","v":0},{"$f":"E6097-J6097","v":0},{"$f":"MIN((F6097-J6097),BatteriespeicherWh-I6097)","v":0},0,{"$f":"IF(L6097>0,I6097+L6097*Wirkungsgrad,I6097+L6097)","v":0}]
[null,6084,254,9,{"$f":"Daten!F6113","v":0},{"$f":"Daten!G6113","v":0},null,null,0,0,0,0,0,0]
[null,6088,254,9,{"$f":"Daten!F6117","v":0},{"$f":"Daten!G6117","v":0},null,null,0,0,0,0,0,0]
[null,6091,254,9,{"$f":"Daten!F6120","v":0},{"$f":"Daten!G6120","v":0},null,null,0,0,0,0,0,0]
[null,6094,254,9,{"$f":"Daten!F6123","v":0},{"$f":"Daten!G6123","v":0},null,null,0,0,0,0,0,0]
[null,6095,254,9,{"$f":"Daten!F6124","v":0},{"$f":"Daten!G6124","v":0},null,null,0,0,0,0,0,0]
[null,6098,255,9,{"$f":"Daten!F6127","v":0},{"$f":"Daten!G6127","v":0},null,null,0,0,0,0,0,0]
[null,6103,255,9,{"$f":"Daten!F6132","v":0},{"$f":"Daten!G6132","v":0},null,null,0,0,0,0,0,0]
[null,6106,255,9,{"$f":"Daten!F6135","v":0},{"$f":"Daten!G6135","v":0},null,null,0,0,0,0,0,0]
[null,6109,255,9,{"$f":"Daten!F6138","v":0},{"$f":"Daten!G6138","v":0},null,null,0,0,0,0,0,0]
[null,6113,255,9,{"$f":"Daten!F6142","v":0},{"$f":"Daten!G6142","v":0},null,null,0,0,0,0,0,0]
[null,6116,255,9,{"$f":"Daten!F6145","v":0},{"$f":"Daten!G6145","v":0},null,null,0,0,0,0,0,0]
[null,6117,255,9,{"$f":"Daten!F6146","v":0},{"$f":"Daten!G6146","v":0},null,null,0,0,0,0,0,0]
[null,6123,256,9,{"$f":"Daten!F6152","v":0},{"$f":"Daten!G6152","v":0},null,null,0,0,0,0,0,0]
[null,6124,256,9,{"$f":"Daten!F6153","v":0},{"$f":"Daten!G6153","v":0},null,null,0,0,0,0,0,0]
[null,6128,256,9,{"$f":"Daten!F6157","v":0},{"$f":"Daten!G6157","v":0},null,null,0,0,0,0,0,0]
[null,6131,256,9,{"$f":"Daten!F6160","v":0},{"$f":"Daten!G6160","v":0},null,null,0,0,0,0,0,0]
[null,6134,256,9,{"$f":"Daten!F6163","v":0},{"$f":"Daten!G6163","v":0},null,null,0,0,0,0,0,0]
[null,6138,256,9,{"$f":"Daten!F6167","v":0},{"$f":"Daten!G6167","v":0},null,null,0,0,0,0,0,0]
[null,6141,256,9,{"$f":"Daten!F6170","v":0},{"$f":"Daten!G6170","v":0},null,null,0,0,0,0,0,0]
[null,6142,256,9,{"$f":"Daten!F6171","v":0},{"$f":"Daten!G6171","v":0},null,null,0,0,0,0,0,0]
[null,6148,257,9,{"$f":"Daten!F6177","v":0},{"$f":"Daten!G6177","v":0},null,null,0,0,0,0,0,0]
[null,6149,257,9,{"$f":"Daten!F6178","v":0},{"$f":"Daten!G6178","v":0},null,null,0,0,0,0,0,0]
[null,6153,257,9,{"$f":"Daten!F6182","v":0},{"$f":"Daten!G6182","v":0},null,null,0,0,0,0,0,0]
[null,6156,257,9,{"$f":"Daten!F6185","v":0},{"$f":"Daten!G6185","v":0},null,null,0,0,0,0,0,0]
[null,6160,257,9,{"$f":"Daten!F6189","v":0},{"$f":"Daten!G6189","v":0},null,null,0,0,0,0,0,0]
[null,6163,257,9,{"$f":"Daten!F6192","v":0},{"$f":"Daten!G6192","v":0},null,null,0,0,0,0,0,0]
[null,6166,257,9,{"$f":"Daten!F6195","v":0},{"$f":"Daten!G6195","v":0},null,null,0,0,0,0,0,0]
[null,6169,258,9,{"$f":"Daten!F6198","v":0},{"$f":"Daten!G6198","v":0},null,null,0,0,0,0,0,0]
[null,6171,258,9,{"$f":"Daten!F6200","v":0},{"$f":"Daten!G6200","v":0},null,null,0,0,0,0,0,0]
[null,6174,258,9,{"$f":"Daten!F6203","v":0},{"$f":"Daten!G6203","v":0},null,null,0,0,0,0,0,0]
[null,6178,258,9,{"$f":"Daten!F6207","v":0},{"$f":"Daten!G6207","v":0},null,null,0,0,0,0,0,0]
[null,6181,258,9,{"$f":"Daten!F6210","v":0},{"$f":"Daten!G6210","v":0},null,null,0,0,0,0,0,0]
[null,6185,258,9,{"$f":"Daten!F6214","v":0},{"$f":"Daten!G6214","v":0},null,null,0,0,0,0,0,0]
[null,6188,258,9,{"$f":"Daten!F6217","v":0},{"$f":"Daten!G6217","v":0},null,null,0,0,0,0,0,0]
[null,6190,258,9,{"$f":"Daten!F6219","v":0},{"$f":"Daten!G6219","v":0},null,null,0,0,0,0,0,0]
[null,6193,259,9,{"$f":"Daten!F6222","v":0},{"$f":"Daten!G6222","v":0},null,null,0,0,0,0,0,0]
[null,6196,259,9,{"$f":"Daten!F6225","v":0},{"$f":"Daten!G6225","v":0},null,null,0,0,0,0,0,0]
[null,6199,259,9,{"$f":"Daten!F6228","v":0},{"$f":"Daten!G6228","v":0},null,null,0,0,0,0,0,0]
[null,6203,259,9,{"$f":"Daten!F6232","v":0},{"$f":"Daten!G6232","v":0},null,null,0,0,0,0,0,0]
[null,6206,259,9,{"$f":"Daten!F6235","v":0},{"$f":"Daten!G6235","v":0},null,null,0,0,0,0,0,0]
[null,6210,{"$f":"CEILING(B6226/24,1)","v":259},{"$f":"MONTH(C6226)","v":9},{"$f":"Daten!F6239","v":0},{"$f":"Daten!G6239","v":0},null,null,{"$f":"N6225","v":0},0,0,0,{"$f":"F6226-(J6226+L6226)","v":0},0]
[null,6211,259,9,{"$f":"Daten!F6240","v":0},{"$f":"Daten!G6240","v":0},null,null,0,0,0,0,0,0]
[null,6217,260,9,{"$f":"Daten!F6246","v":0},{"$f":"Daten!G6246","v":0},null,null,0,0,0,0,0,0]
[null,6218,260,9,{"$f":"Daten!F6247","v":0},{"$f":"Daten!G6247","v":0},null,null,0,0,0,0,0,0]
[null,6221,260,9,{"$f":"Daten!F6250","v":0},{"$f":"Daten!G6250","v":0},null,null,0,0,0,0,0,0]
[null,6225,260,9,{"$f":"Daten!F6254","v":0},{"$f":"Daten!G6254","v":0},null,null,0,0,0,0,0,0]
[null,6228,260,9,{"$f":"Daten!F6257","v":0},{"$f":"Daten!G6257","v":0},null,null,0,0,0,0,0,0]
[null,6231,260,9,{"$f":"Daten!F6260","v":0},{"$f":"Daten!G6260","v":0},null,null,0,0,0,0,0,0]
[null,6235,260,9,{"$f":"Daten!F6264","v":0},{"$f":"Daten!G6264","v":0},null,null,0,0,0,0,0,0]
[null,6236,260,9,{"$f":"Daten!F6265","v":0},{"$f":"Daten!G6265","v":0},null,null,0,0,0,0,0,0]
[null,6242,261,9,{"$f":"Daten!F6271","v":0},{"$f":"Daten!G6271","v":0},null,null,0,0,0,0,0,0]
[null,6243,261,9,{"$f":"Daten!F6272","v":0},{"$f":"Daten!G6272","v":0},null,null,0,0,0,0,0,0]
[null,6246,261,9,{"$f":"Daten!F6275","v":0},{"$f":"Daten!G6275","v":0},null,null,0,0,0,0,0,0]
[null,6250,261,9,{"$f":"Daten!F6279","v":0},{"$f":"Daten!G6279","v":0},null,null,0,0,0,0,0,0]
[null,6253,261,9,{"$f":"Daten!F6282","v":0},{"$f":"Daten!G6282","v":0},null,null,0,0,0,0,0,0]
[null,6256,261,9,{"$f":"Daten!F6285","v":0},{"$f":"Daten!G6285","v":0},null,null,0,0,0,0,0,0]
[null,6261,261,9,{"$f":"Daten!F6290","v":0},{"$f":"Daten!G6290","v":0},null,null,0,0,0,0,0,0]
[null,6264,261,9,{"$f":"Daten!F6293","v":0},{"$f":"Daten!G6293","v":0},null,null,0,0,0,0,0,0]
[null,6265,262,9,{"$f":"Daten!F6294","v":0},{"$f":"Daten!G6294","v":0},null,null,0,0,0,0,0,0]
[null,6268,262,9,{"$f":"Daten!F6297","v":0},{"$f":"Daten!G6297","v":0},null,null,0,0,0,0,0,0]
[null,6271,262,9,{"$f":"Daten!F6300","v":0},{"$f":"Daten!G6300","v":0},null,null,0,0,0,0,0,0]
[null,6275,262,9,{"$f":"Daten!F6304","v":0},{"$f":"Daten!G6304","v":0},null,null,0,0,0,0,0,0]
[null,6278,262,9,{"$f":"Daten!F6307","v":0},{"$f":"Daten!G6307","v":0},null,null,0,0,0,0,0,0]
[null,6282,262,9,{"$f":"Daten!F6311","v":0},{"$f":"Daten!G6311","v":0},null,null,0,0,0,0,0,0]
[null,6286,262,9,{"$f":"Daten!F6315","v":0},{"$f":"Daten!G6315","v":0},null,null,0,0,0,0,0,0]
[null,6289,263,9,{"$f":"Daten!F6318","v":0},{"$f":"Daten!G6318","v":0},null,null,0,0,0,0,0,0]
[null,6290,263,9,{"$f":"Daten!F6319","v":0},{"$f":"Daten!G6319","v":0},null,null,0,0,0,0,0,0]
[null,6293,263,9,{"$f":"Daten!F6322","v":0},{"$f":"Daten!G6322","v":0},null,null,0,0,0,0,0,0]
[null,6296,263,9,{"$f":"Daten!F6325","v":0},{"$f":"Daten!G6325","v":0},null,null,0,0,0,0,0,0]
[null,6300,263,9,{"$f":"Daten!F6329","v":0},{"$f":"Daten!G6329","v":0},null,null,0,0,0,0,0,0]
[null,6303,263,9,{"$f":"Daten!F6332","v":0},{"$f":"Daten!G6332","v":0},null,null,0,0,0,0,0,0]
[null,6307,263,9,{"$f":"Daten!F6336","v":0},{"$f":"Daten!G6336","v":0},null,null,0,0,0,0,0,0]
[null,6311,263,9,{"$f":"Daten!F6340","v":0},{"$f":"Daten!G6340","v":0},null,null,0,0,0,0,0,0]
[null,6314,264,9,{"$f":"Daten!F6343","v":0},{"$f":"Daten!G6343","v":0},null,null,0,0,0,0,0,0]
[null,6315,264,9,{"$f":"Daten!F6344","v":0},{"$f":"Daten!G6344","v":0},null,null,0,0,0,0,0,0]
[null,6318,264,9,{"$f":"Daten!F6347","v":0},{"$f":"Daten!G6347","v":0},null,null,0,0,0,0,0,0]
[null,6321,264,9,{"$f":"Daten!F6350","v":0},{"$f":"Daten!G6350","v":0},null,null,0,0,0,0,0,0]
[null,6325,264,9,{"$f":"Daten!F6354","v":0},{"$f":"Daten!G6354","v":0},null,null,0,0,0,0,0,0]
[null,6328,264,9,{"$f":"Daten!F6357","v":0},{"$f":"Daten!G6357","v":0},null,null,0,0,0,0,0,0]
[null,6333,264,9,{"$f":"Daten!F6362","v":0},{"$f":"Daten!G6362","v":0},null,null,0,0,0,0,0,0]
[null,6336,264,9,{"$f":"Daten!F6365","v":0},{"$f":"Daten!G6365","v":0},null,null,0,0,0,0,0,0]
[null,6339,265,9,{"$f":"Daten!F6368","v":0},{"$f":"Daten!G6368","v":0},null,null,0,0,0,0,0,0]
[null,6340,265,9,{"$f":"Daten!F6369","v":0},{"$f":"Daten!G6369","v":0},null,null,0,0,0,0,0,0]
[null,6343,265,9,{"$f":"Daten!F6372","v":0},{"$f":"Daten!G6372","v":0},null,null,0,0,0,0,0,0]
[null,6346,265,9,{"$f":"Daten!F6375","v":0},{"$f":"Daten!G6375","v":0},null,null,0,0,0,0,0,0]
[null,6349,265,9,{"$f":"Daten!F6378","v":0},{"$f":"Daten!G6378","v":0},null,null,0,0,0,0,0,0]
[null,6354,265,9,{"$f":"Daten!F6383","v":0},{"$f":"Daten!G6383","v":0},null,null,0,0,0,0,0,0]
[null,6358,265,9,{"$f":"Daten!F6387","v":0},{"$f":"Daten!G6387","v":0},null,null,0,0,0,0,0,0]
[null,6361,266,9,{"$f":"Daten!F6390","v":0},{"$f":"Daten!G6390","v":0},null,null,0,0,0,0,0,0]
[null,6364,266,9,{"$f":"Daten!F6393","v":0},{"$f":"Daten!G6393","v":0},null,null,0,0,0,0,0,0]
[null,6365,266,9,{"$f":"Daten!F6394","v":0},{"$f":"Daten!G6394","v":0},null,null,0,0,0,0,0,0]
[null,6368,266,9,{"$f":"Daten!F6397","v":0},{"$f":"Daten!G6397","v":0},null,null,0,0,0,0,0,0]
[null,6374,266,9,{"$f":"Daten!F6403","v":0},{"$f":"Daten!G6403","v":0},null,null,0,0,0,0,0,0]
[null,6376,266,9,{"$f":"Daten!F6405","v":0},{"$f":"Daten!G6405","v":0},null,null,0,0,0,0,0,0]
[null,6379,266,9,{"$f":"Daten!F6408","v":0},{"$f":"Daten!G6408","v":0},null,null,0,0,0,0,0,0]
[null,6383,266,9,{"$f":"Daten!F6412","v":0},{"$f":"Daten!G6412","v":0},null,null,0,0,0,0,0,0]
[null,6386,267,9,{"$f":"Daten!F6415","v":0},{"$f":"Daten!G6415","v":0},null,null,0,0,0,0,0,0]
[null,6389,267,9,{"$f":"Daten!F6418","v":0},{"$f":"Daten!G6418","v":0},null,null,0,0,0,0,0,0]
[null,6390,267,9,{"$f":"Daten!F6419","v":0},{"$f":"Daten!G6419","v":0},null,null,0,0,0,0,0,0]
[null,6395,267,9,{"$f":"Daten!F6424","v":0},{"$f":"Daten!G6424","v":0},null,null,0,0,0,0,0,0]
[null,6398,267,9,{"$f":"Daten!F6427","v":0},{"$f":"Daten!G6427","v":0},null,null,0,0,0,0,0,0]
[null,6401,267,9,{"$f":"Daten!F6430","v":0},{"$f":"Daten!G6430","v":0},null,null,0,{"$f":"MIN(E6417,F6417+I6417)","v":0},{"$f":"E6417-J6417","v":0},{"$f":"MIN((F6417-J6417),BatteriespeicherWh-I6417)","v":0},0,{"$f":"IF(L6417>0,I6417+L6417*Wirkungsgrad,I6417+L6417)","v":0}]
[null,6404,267,9,{"$f":"Daten!F6433","v":0},{"$f":"Daten!G6433","v":0},null,null,0,0,0,0,0,0]
[null,6408,267,9,{"$f":"Daten!F6437","v":0},{"$f":"Daten!G6437","v":0},null,null,0,0,0,0,0,0]
[null,6411,268,9,{"$f":"Daten!F6440","v":0},{"$f":"Daten!G6440","v":0},null,null,0,0,0,0,0,0]
[null,6414,268,9,{"$f":"Daten!F6443","v":0},{"$f":"Daten!G6443","v":0},null,null,0,0,0,0,0,0]
[null,6415,268,9,{"$f":"Daten!F6444","v":0},{"$f":"Daten!G6444","v":0},null,null,0,0,0,0,0,0]
[null,6420,268,9,{"$f":"Daten!F6449","v":0},{"$f":"Daten!G6449","v":0},null,null,0,0,0,0,0,0]
[null,6423,268,9,{"$f":"Daten!F6452","v":0},{"$f":"Daten!G6452","v":0},null,null,0,0,0,0,0,0]
[null,6426,268,9,{"$f":"Daten!F6455","v":0},{"$f":"Daten!G6455","v":0},null,null,0,0,0,0,0,0]
[null,6429,268,9,{"$f":"Daten!F6458","v":0},{"$f":"Daten!G6458","v":0},null,null,0,0,0,0,0,0]
[null,6433,269,9,{"$f":"Daten!F6462","v":0},{"$f":"Daten!G6462","v":0},null,null,0,0,0,0,0,0]
[null,6436,269,9,{"$f":"Daten!F6465","v":0},{"$f":"Daten!G6465","v":0},null,null,0,0,0,0,0,0]
[null,6437,269,9,{"$f":"Daten!F6466","v":0},{"$f":"Daten!G6466","v":0},null,null,0,0,0,0,0,0]
[null,6441,269,9,{"$f":"Daten!F6470","v":0},{"$f":"Daten!G6470","v":0},null,null,0,0,0,0,0,0]
[null,6444,269,9,{"$f":"Daten!F6473","v":0},{"$f":"Daten!G6473","v":0},null,null,0,0,0,0,0,0]
[null,6448,269,9,{"$f":"Daten!F6477","v":0},{"$f":"Daten!G6477","v":0},null,null,0,0,0,0,0,0]
[null,6451,269,9,{"$f":"Daten!F6480","v":0},{"$f":"Daten!G6480","v":0},null,null,0,0,0,0,0,0]
[null,6454,269,9,{"$f":"Daten!F6483","v":0},{"$f":"Daten!G6483","v":0},null,null,0,0,0,0,0,0]
[null,6458,270,9,{"$f":"Daten!F6487","v":0},{"$f":"Daten!G6487","v":0},null,null,0,0,0,0,0,0]
[null,6461,270,9,{"$f":"Daten!F6490","v":0},{"$f":"Daten!G6490","v":0},null,null,0,0,0,0,0,0]
[null,6462,270,9,{"$f":"Daten!F6491","v":0},{"$f":"Daten!G6491","v":0},null,null,0,0,0,0,0,0]
[null,6466,{"$f":"CEILING(B6482/24,1)","v":270},{"$f":"MONTH(C6482)","v":9},{"$f":"Daten!F6495","v":0},{"$f":"Daten!G6495","v":0},null,null,{"$f":"N6481","v":0},0,0,0,{"$f":"F6482-(J6482+L6482)","v":0},0]
[null,6469,270,9,{"$f":"Daten!F6498","v":0},{"$f":"Daten!G6498","v":0},null,null,0,0,0,0,0,0]
[null,6473,270,9,{"$f":"Daten!F6502","v":0},{"$f":"Daten!G6502","v":0},null,null,0,0,0,0,0,0]
[null,6476,270,9,{"$f":"Daten!F6505","v":0},{"$f":"Daten!G6505","v":0},null,null,0,0,0,0,0,0]
[null,6479,270,9,{"$f":"Daten!F6508","v":0},{"$f":"Daten!G6508","v":0},null,null,0,0,0,0,0,0]
[null,6483,271,9,{"$f":"Daten!F6512","v":0},{"$f":"Daten!G6512","v":0},null,null,0,0,0,0,0,0]
[null,6487,271,9,{"$f":"Daten!F6516","v":0},{"$f":"Daten!G6516","v":0},null,null,0,0,0,0,0,0]
[null,6488,271,9,{"$f":"Daten!F6517","v":0},{"$f":"Daten!G6517","v":0},null,null,0,0,0,0,0,0]
[null,6491,271,9,{"$f":"Daten!F6520","v":0},{"$f":"Daten!G6520","v":0},null,null,0,0,0,0,0,0]
[null,6494,271,9,{"$f":"Daten!F6523","v":0},{"$f":"Daten!G6523","v":0},null,null,0,0,0,0,0,0]
[null,6498,271,9,{"$f":"Daten!F6527","v":0},{"$f":"Daten!G6527","v":0},null,null,0,0,0,0,0,0]
[null,6501,271,9,{"$f":"Daten!F6530","v":0},{"$f":"Daten!G6530","v":0},null,null,0,0,0,0,0,0]
[null,6505,272,9,{"$f":"Daten!F6534","v":0},{"$f":"Daten!G6534","v":0},null,null,0,0,0,0,0,0]
[null,6508,272,9,{"$f":"Daten!F6537","v":0},{"$f":"Daten!G6537","v":0},null,null,0,0,0,0,0,0]
[null,6512,272,9,{"$f":"Daten!F6541","v":0},{"$f":"Daten!G6541","v":0},null,null,0,0,0,0,0,0]
[null,6513,272,9,{"$f":"Daten!F6542","v":0},{"$f":"Daten!G6542","v":0},null,null,0,0,0,0,0,0]
[null,6516,272,9,{"$f":"Daten!F6545","v":0},{"$f":"Daten!G6545","v":0},null,null,0,0,0,0,0,0]
[null,6519,272,9,{"$f":"Daten!F6548","v":0},{"$f":"Daten!G6548","v":0},null,null,0,0,0,0,0,0]
[null,6523,272,9,{"$f":"Daten!F6552","v":0},{"$f":"Daten!G6552","v":0},null,null,0,0,0,0,0,0]
[null,6526,272,9,{"$f":"Daten!F6555","v":0},{"$f":"Daten!G6555","v":0},null,null,0,0,0,0,0,0]
[null,6530,{"$f":"CEILING(B6546/24,1)","v":273},{"$f":"MONTH(C6546)","v":9},{"$f":"Daten!F6559","v":0},{"$f":"Daten!G6559","v":0},null,null,{"$f":"N6545","v":0},0,0,0,{"$f":"F6546-(J6546+L6546)","v":0},0]
[null,6533,273,9,{"$f":"Daten!F6562","v":0},{"$f":"Daten!G6562","v":0},null,null,0,0,0,0,0,0]
[null,6537,273,9,{"$f":"Daten!F6566","v":0},{"$f":"Daten!G6566","v":0},null,null,0,0,0,0,0,0]
[null,6538,273,9,{"$f":"Daten!F6567","v":0},{"$f":"Daten!G6567","v":0},null,null,0,0,0,0,0,0]
[null,6541,273,9,{"$f":"Daten!F6570","v":0},{"$f":"Daten!G6570","v":0},null,null,0,0,0,0,0,0]
[null,6544,273,9,{"$f":"Daten!F6573","v":0},{"$f":"Daten!G6573","v":0},null,null,0,0,0,0,0,0]
[null,6548,273,9,{"$f":"Daten!F6577","v":0},{"$f":"Daten!G6577","v":0},null,null,0,0,0,0,0,0]
[null,6551,273,9,{"$f":"Daten!F6580","v":0},{"$f":"Daten!G6580","v":0},null,null,0,0,0,0,0,0]
[null,6554,274,9,{"$f":"Daten!F6583","v":0},{"$f":"Daten!G6583","v":0},null,null,0,0,0,0,0,0]
[null,6559,274,9,{"$f":"Daten!F6588","v":0},{"$f":"Daten!G6588","v":0},null,null,0,0,0,0,0,0]
[null,6562,274,9,{"$f":"Daten!F6591","v":0},{"$f":"Daten!G6591","v":0},null,null,0,0,0,0,0,0]
[null,6563,274,9,{"$f":"Daten!F6592","v":0},{"$f":"Daten!G6592","v":0},null,null,0,0,0,0,0,0]
[null,6566,274,9,{"$f":"Daten!F6595","v":0},{"$f":"Daten!G6595","v":0},null,null,0,0,0,0,0,0]
[null,6570,274,9,{"$f":"Daten!F6599","v":0},{"$f":"Daten!G6599","v":0},null,null,0,0,0,0,0,0]
[null,6573,274,9,{"$f":"Daten!F6602","v":0},{"$f":"Daten!G6602","v":0},null,null,0,0,0,0,0,0]
[null,6575,274,9,{"$f":"Daten!F6604","v":0},{"$f":"Daten!G6604","v":0},null,null,0,0,0,0,0,0]
[null,6581,275,10,{"$f":"Daten!F6610","v":0},{"$f":"Daten!G6610","v":0},null,null,0,0,0,0,0,0]
[null,6584,275,10,{"$f":"Daten!F6613","v":0},{"$f":"Daten!G6613","v":0},null,null,0,0,0,0,0,0]
[null,6587,275,10,{"$f":"Daten!F6616","v":0},{"$f":"Daten!G6616","v":0},null,null,0,0,0,0,0,0]
[null,6588,275,10,{"$f":"Daten!F6617","v":0},{"$f":"Daten!G6617","v":0},null,null,0,0,0,0,0,0]
[null,6591,275,10,{"$f":"Daten!F6620","v":0},{"$f":"Daten!G6620","v":0},null,null,0,0,0,0,0,0]
[null,6595,275,10,{"$f":"Daten!F6624","v":0},{"$f":"Daten!G6624","v":0},null,null,0,0,0,0,0,0]
[null,6598,275,10,{"$f":"Daten!F6627","v":0},{"$f":"Daten!G6627","v":0},null,null,0,0,0,0,0,0]
[null,6600,275,10,{"$f":"Daten!F6629","v":0},{"$f":"Daten!G6629","v":0},null,null,0,0,0,0,0,0]
[null,6606,276,10,{"$f":"Daten!F6635","v":0},{"$f":"Daten!G6635","v":0},null,null,0,0,0,0,0,0]
[null,6609,276,10,{"$f":"Daten!F6638","v":0},{"$f":"Daten!G6638","v":0},null,null,0,0,0,0,0,0]
[null,6610,276,10,{"$f":"Daten!F6639","v":0},{"$f":"Daten!G6639","v":0},null,null,0,0,0,0,0,0]
[null,6613,276,10,{"$f":"Daten!F6642","v":0},{"$f":"Daten!G6642","v":0},null,null,0,0,0,0,0,0]
[null,6616,276,10,{"$f":"Daten!F6645","v":0},{"$f":"Daten!G6645","v":0},null,null,0,0,0,0,0,0]
[null,6620,276,10,{"$f":"Daten!F6649","v":0},{"$f":"Daten!G6649","v":0},null,null,0,0,0,0,0,0]
[null,6625,277,10,{"$f":"Daten!F6654","v":0},{"$f":"Daten!G6654","v":0},null,null,0,0,0,0,0,0]
[null,6627,277,10,{"$f":"Daten!F6656","v":0},{"$f":"Daten!G6656","v":0},null,null,0,0,0,0,0,0]
[null,6631,277,10,{"$f":"Daten!F6660","v":0},{"$f":"Daten!G6660","v":0},null,null,0,0,0,0,0,0]
[null,6634,277,10,{"$f":"Daten!F6663","v":0},{"$f":"Daten!G6663","v":0},null,null,0,0,0,0,0,0]
[null,6635,277,10,{"$f":"Daten!F6664","v":0},{"$f":"Daten!G6664","v":0},null,null,0,0,0,0,0,0]
[null,6638,277,10,{"$f":"Daten!F6667","v":0},{"$f":"Daten!G6667","v":0},null,null,0,0,0,0,0,0]
[null,6641,277,10,{"$f":"Daten!F6670","v":0},{"$f":"Daten!G6670","v":0},null,null,0,0,0,0,0,0]
[null,6646,277,10,{"$f":"Daten!F6675","v":0},{"$f":"Daten!G6675","v":0},null,null,0,0,0,0,0,0]
[null,6649,278,10,{"$f":"Daten!F6678","v":0},{"$f":"Daten!G6678","v":0},null,null,0,0,0,0,0,0]
[null,6652,278,10,{"$f":"Daten!F6681","v":0},{"$f":"Daten!G6681","v":0},null,null,0,0,0,0,0,0]
[null,6656,278,10,{"$f":"Daten!F6685","v":0},{"$f":"Daten!G6685","v":0},null,null,0,0,0,0,0,0]
[null,6659,278,10,{"$f":"Daten!F6688","v":0},{"$f":"Daten!G6688","v":0},null,null,0,0,0,0,0,0]
[null,6660,278,10,{"$f":"Daten!F6689","v":0},{"$f":"Daten!G6689","v":0},null,null,0,0,0,0,0,0]
[null,6663,278,10,{"$f":"Daten!F6692","v":0},{"$f":"Daten!G6692","v":0},null,null,0,0,0,0,0,0]
[null,6667,278,10,{"$f":"Daten!F6696","v":0},{"$f":"Daten!G6696","v":0},null,null,0,0,0,0,0,0]
[null,6671,278,10,{"$f":"Daten!F6700","v":0},{"$f":"Daten!G6700","v":0},null,null,0,0,0,0,0,0]
[null,6674,279,10,{"$f":"Daten!F6703","v":0},{"$f":"Daten!G6703","v":0},null,null,0,0,0,0,0,0]
[null,6678,279,10,{"$f":"Daten!F6707","v":0},{"$f":"Daten!G6707","v":0},null,null,0,0,0,0,0,0]
[null,6681,279,10,{"$f":"Daten!F6710","v":0},{"$f":"Daten!G6710","v":0},null,null,0,0,0,0,0,0]
[null,6684,279,10,{"$f":"Daten!F6713","v":0},{"$f":"Daten!G6713","v":0},null,null,0,0,0,0,0,0]
[null,6685,279,10,{"$f":"Daten!F6714","v":0},{"$f":"Daten!G6714","v":0},null,null,0,0,0,0,0,0]
[null,6688,279,10,{"$f":"Daten!F6717","v":0},{"$f":"Daten!G6717","v":0},null,null,0,0,0,0,0,0]
[null,6692,279,10,{"$f":"Daten!F6721","v":0},{"$f":"Daten!G6721","v":0},null,null,0,0,0,0,0,0]
[null,6696,279,10,{"$f":"Daten!F6725","v":0},{"$f":"Daten!G6725","v":0},null,null,0,0,0,0,0,0]
[null,6699,280,10,{"$f":"Daten!F6728","v":0},{"$f":"Daten!G6728","v":0},null,null,0,0,0,0,0,0]
[null,6703,280,10,{"$f":"Daten!F6732","v":0},{"$f":"Daten!G6732","v":0},null,null,0,0,0,0,0,0]
[null,6706,280,10,{"$f":"Daten!F6735","v":0},{"$f":"Daten!G6735","v":0},null,null,0,0,0,0,0,0]
[null,6709,280,10,{"$f":"Daten!F6738","v":0},{"$f":"Daten!G6738","v":0},null,null,0,0,0,0,0,0]
[null,6710,280,10,{"$f":"Daten!F6739","v":0},{"$f":"Daten!G6739","v":0},null,null,0,0,0,0,0,0]
[null,6713,280,10,{"$f":"Daten!F6742","v":0},{"$f":"Daten!G6742","v":0},null,null,0,0,0,0,0,0]
[null,6718,280,10,{"$f":"Daten!F6747","v":0},{"$f":"Daten!G6747","v":0},null,null,0,0,0,0,0,0]
[null,6721,281,10,{"$f":"Daten!F6750","v":0},{"$f":"Daten!G6750","v":0},null,null,0,{"$f":"MIN(E6737,F6737+I6737)","v":0},{"$f":"E6737-J6737","v":0},{"$f":"MIN((F6737-J6737),BatteriespeicherWh-I6737)","v":0},0,{"$f":"IF(L6737>0,I6737+L6737*Wirkungsgrad,I6737+L6737)","v":0}]
[null,6724,281,10,{"$f":"Daten!F6753","v":0},{"$f":"Daten!G6753","v":0},null,null,0,0,0,0,0,0]
[null,6728,281,10,{"$f":"Daten!F6757","v":0},{"$f":"Daten!G6757","v":0},null,null,0,0,0,0,0,0]
[null,6731,281,10,{"$f":"Daten!F6760","v":0},{"$f":"Daten!G6760","v":0},null,null,0,0,0,0,0,0]
[null,6734,281,10,{"$f":"Daten!F6763","v":0},{"$f":"Daten!G6763","v":0},null,null,0,0,0,0,0,0]
[null,6738,281,10,{"$f":"Daten!F6767","v":0},{"$f":"Daten!G6767","v":0},null,null,0,0,0,0,0,0]
[null,6739,281,10,{"$f":"Daten!F6768","v":0},{"$f":"Daten!G6768","v":0},null,null,0,0,0,0,0,0]
[null,6743,281,10,{"$f":"Daten!F6772","v":0},{"$f":"Daten!G6772","v":0},null,null,0,0,0,0,0,0]
[null,6746,282,10,{"$f":"Daten!F6775","v":0},{"$f":"Daten!G6775","v":0},null,null,0,0,0,0,0,0]
[null,6749,282,10,{"$f":"Daten!F6778","v":0},{"$f":"Daten!G6778","v":0},null,null,0,0,0,0,0,0]
[null,6753,282,10,{"$f":"Daten!F6782","v":0},{"$f":"Daten!G6782","v":0},null,null,0,0,0,0,0,0]
[null,6756,282,10,{"$f":"Daten!F6785","v":0},{"$f":"Daten!G6785","v":0},null,null,0,0,0,0,0,0]
[null,6759,282,10,{"$f":"Daten!F6788","v":0},{"$f":"Daten!G6788","v":0},null,null,0,0,0,0,0,0]
[null,6761,282,10,{"$f":"Daten!F6790","v":0},{"$f":"Daten!G6790","v":0},null,null,0,0,0,0,0,0]
[null,6764,282,10,{"$f":"Daten!F6793","v":0},{"$f":"Daten!G6793","v":0},null,null,0,0,0,0,0,0]
[null,6768,282,10,{"$f":"Daten!F6797","v":0},{"$f":"Daten!G6797","v":0},null,null,0,0,0,0,0,0]
[null,6771,283,10,{"$f":"Daten!F6800","v":0},{"$f":"Daten!G6800","v":0},null,null,0,0,0,0,0,0]
[null,6774,283,10,{"$f":"Daten!F6803","v":0},{"$f":"Daten!G6803","v":0},null,null,0,0,0,0,0,0]
[null,6778,283,10,{"$f":"Daten!F6807","v":0},{"$f":"Daten!G6807","v":0},null,null,0,0,0,0,0,0]
[null,6780,283,10,{"$f":"Daten!F6809","v":0},{"$f":"Daten!G6809","v":0},null,null,0,0,0,0,0,0]
[null,6783,283,10,{"$f":"Daten!F6812","v":0},{"$f":"Daten!G6812","v":0},null,null,0,0,0,0,0,0]
[null,6786,{"$f":"CEILING(B6802/24,1)","v":283},{"$f":"MONTH(C6802)","v":10},{"$f":"Daten!F6815","v":0},{"$f":"Daten!G6815","v":0},null,null,{"$f":"N6801","v":0},0,0,0,{"$f":"F6802-(J6802+L6802)","v":0},0]
[null,6789,283,10,{"$f":"Daten!F6818","v":0},{"$f":"Daten!G6818","v":0},null,null,0,0,0,0,0,0]
[null,6793,284,10,{"$f":"Daten!F6822","v":0},{"$f":"Daten!G6822","v":0},null,null,0,0,0,0,0,0]
[null,6796,284,10,{"$f":"Daten!F6825","v":0},{"$f":"Daten!G6825","v":0},null,null,0,0,0,0,0,0]
[null,6799,284,10,{"$f":"Daten!F6828","v":0},{"$f":"Daten!G6828","v":0},null,null,0,0,0,0,0,0]
[null,6803,284,10,{"$f":"Daten!F6832","v":0},{"$f":"Daten!G6832","v":0},null,null,0,0,0,0,0,0]
[null,6805,284,10,{"$f":"Daten!F6834","v":0},{"$f":"Daten!G6834","v":0},null,null,0,0,0,0,0,0]
[null,6808,284,10,{"$f":"Daten!F6837","v":0},{"$f":"Daten!G6837","v":0},null,null,0,0,0,0,0,0]
[null,6811,284,10,{"$f":"Daten!F6840","v":0},{"$f":"Daten!G6840","v":0},null,null,0,0,0,0,0,0]
[null,6814,284,10,{"$f":"Daten!F6843","v":0},{"$f":"Daten!G6843","v":0},null,null,0,0,0,0,0,0]
[null,6818,285,10,{"$f":"Daten!F6847","v":0},{"$f":"Daten!G6847","v":0},null,null,0,0,0,0,0,0]
[null,6821,285,10,{"$f":"Daten!F6850","v":0},{"$f":"Daten!G6850","v":0},null,null,0,0,0,0,0,0]
[null,6824,285,10,{"$f":"Daten!F6853","v":0},{"$f":"Daten!G6853","v":0},null,null,0,0,0,0,0,0]
[null,6826,285,10,{"$f":"Daten!F6855","v":0},{"$f":"Daten!G6855","v":0},null,null,0,0,0,0,0,0]
[null,6832,285,10,{"$f":"Daten!F6861","v":0},{"$f":"Daten!G6861","v":0},null,null,0,0,0,0,0,0]
[null,6833,285,10,{"$f":"Daten!F6862","v":0},{"$f":"Daten!G6862","v":0},null,null,0,0,0,0,0,0]
[null,6836,285,10,{"$f":"Daten!F6865","v":0},{"$f":"Daten!G6865","v":0},null,null,0,0,0,0,0,0]
[null,6839,285,10,{"$f":"Daten!F6868","v":0},{"$f":"Daten!G6868","v":0},null,null,0,0,0,0,0,0]
[null,6843,286,10,{"$f":"Daten!F6872","v":0},{"$f":"Daten!G6872","v":0},null,null,0,0,0,0,0,0]
[null,6846,286,10,{"$f":"Daten!F6875","v":0},{"$f":"Daten!G6875","v":0},null,null,0,0,0,0,0,0]
[null,6851,286,10,{"$f":"Daten!F6880","v":0},{"$f":"Daten!G6880","v":0},null,null,0,0,0,0,0,0]
[null,6854,286,10,{"$f":"Daten!F6883","v":0},{"$f":"Daten!G6883","v":0},null,null,0,0,0,0,0,0]
[null,6857,286,10,{"$f":"Daten!F6886","v":0},{"$f":"Daten!G6886","v":0},null,null,0,0,0,0,0,0]
[null,6858,286,10,{"$f":"Daten!F6887","v":0},{"$f":"Daten!G6887","v":0},null,null,0,0,0,0,0,0]
[null,6861,286,10,{"$f":"Daten!F6890","v":0},{"$f":"Daten!G6890","v":0},null,null,0,0,0,0,0,0]
[null,6864,286,10,{"$f":"Daten!F6893","v":0},{"$f":"Daten!G6893","v":0},null,null,0,0,0,0,0,0]
[null,6868,287,10,{"$f":"Daten!F6897","v":0},{"$f":"Daten!G6897","v":0},null,null,0,0,0,0,0,0]
[null,6872,287,10,{"$f":"Daten!F6901","v":0},{"$f":"Daten!G6901","v":0},null,null,0,0,0,0,0,0]
[null,6876,287,10,{"$f":"Daten!F6905","v":0},{"$f":"Daten!G6905","v":0},null,null,0,0,0,0,0,0]
[null,6879,287,10,{"$f":"Daten!F6908","v":0},{"$f":"Daten!G6908","v":0},null,null,0,0,0,0,0,0]
[null,6882,287,10,{"$f":"Daten!F6911","v":0},{"$f":"Daten!G6911","v":0},null,null,0,0,0,0,0,0]
[null,6883,287,10,{"$f":"Daten!F6912","v":0},{"$f":"Daten!G6912","v":0},null,null,0,0,0,0,0,0]
[null,6886,287,10,{"$f":"Daten!F6915","v":0},{"$f":"Daten!G6915","v":0},null,null,0,0,0,0,0,0]
[null,6890,288,10,{"$f":"Daten!F6919","v":0},{"$f":"Daten!G6919","v":0},null,null,0,0,0,0,0,0]
[null,6893,288,10,{"$f":"Daten!F6922","v":0},{"$f":"Daten!G6922","v":0},null,null,0,0,0,0,0,0]
[null,6897,288,10,{"$f":"Daten!F6926","v":0},{"$f":"Daten!G6926","v":0},null,null,0,0,0,0,0,0]
[null,6901,288,10,{"$f":"Daten!F6930","v":0},{"$f":"Daten!G6930","v":0},null,null,0,0,0,0,0,0]
[null,6904,288,10,{"$f":"Daten!F6933","v":0},{"$f":"Daten!G6933","v":0},null,null,0,0,0,0,0,0]
[null,6907,288,10,{"$f":"Daten!F6936","v":0},{"$f":"Daten!G6936","v":0},null,null,0,0,0,0,0,0]
[null,6908,288,10,{"$f":"Daten!F6937","v":0},{"$f":"Daten!G6937","v":0},null,null,0,0,0,0,0,0]
[null,6911,288,10,{"$f":"Daten!F6940","v":0},{"$f":"Daten!G6940","v":0},null,null,0,0,0,0,0,0]
[null,6915,289,10,{"$f":"Daten!F6944","v":0},{"$f":"Daten!G6944","v":0},null,null,0,0,0,0,0,0]
[null,6918,289,10,{"$f":"Daten!F6947","v":0},{"$f":"Daten!G6947","v":0},null,null,0,0,0,0,0,0]
[null,6922,289,10,{"$f":"Daten!F6951","v":0},{"$f":"Daten!G6951","v":0},null,null,0,0,0,0,0,0]
[null,6926,289,10,{"$f":"Daten!F6955","v":0},{"$f":"Daten!G6955","v":0},null,null,0,0,0,0,0,0]
[null,6929,289,10,{"$f":"Daten!F6958","v":0},{"$f":"Daten!G6958","v":0},null,null,0,0,0,0,0,0]
[null,6932,289,10,{"$f":"Daten!F6961","v":0},{"$f":"Daten!G6961","v":0},null,null,0,0,0,0,0,0]
[null,6933,289,10,{"$f":"Daten!F6962","v":0},{"$f":"Daten!G6962","v":0},null,null,0,0,0,0,0,0]
[null,6936,289,10,{"$f":"Daten!F6965","v":0},{"$f":"Daten!G6965","v":0},null,null,0,0,0,0,0,0]
[null,6939,290,10,{"$f":"Daten!F6968","v":0},{"$f":"Daten!G6968","v":0},null,null,0,0,0,0,0,0]
[null,6944,290,10,{"$f":"Daten!F6973","v":0},{"$f":"Daten!G6973","v":0},null,null,0,0,0,0,0,0]
[null,6947,290,10,{"$f":"Daten!F6976","v":0},{"$f":"Daten!G6976","v":0},null,null,0,0,0,0,0,0]
[null,6951,290,10,{"$f":"Daten!F6980","v":0},{"$f":"Daten!G6980","v":0},null,null,0,0,0,0,0,0]
[null,6954,290,10,{"$f":"Daten!F6983","v":0},{"$f":"Daten!G6983","v":0},null,null,0,0,0,0,0,0]
[null,6955,290,10,{"$f":"Daten!F6984","v":0},{"$f":"Daten!G6984","v":0},null,null,0,0,0,0,0,0]
[null,6958,290,10,{"$f":"Daten!F6987","v":0},{"$f":"Daten!G6987","v":0},null,null,0,0,0,0,0,0]
[null,6964,291,10,{"$f":"Daten!F6993","v":0},{"$f":"Daten!G6993","v":0},null,null,0,0,0,0,0,0]
[null,6966,291,10,{"$f":"Daten!F6995","v":0},{"$f":"Daten!G6995","v":0},null,null,0,0,0,0,0,0]
[null,6969,291,10,{"$f":"Daten!F6998","v":0},{"$f":"Daten!G6998","v":0},null,null,0,0,0,0,0,0]
[null,6972,291,10,{"$f":"Daten!F7001","v":0},{"$f":"Daten!G7001","v":0},null,null,0,0,0,0,0,0]
[null,6976,291,10,{"$f":"Daten!F7005","v":0},{"$f":"Daten!G7005","v":0},null,null,0,0,0,0,0,0]
[null,6979,291,10,{"$f":"Daten!F7008","v":0},{"$f":"Daten!G7008","v":0},null,null,0,0,0,0,0,0]
[null,6980,291,10,{"$f":"Daten!F7009","v":0},{"$f":"Daten!G7009","v":0},null,null,0,0,0,0,0,0]
[null,6983,291,10,{"$f":"Daten!F7012","v":0},{"$f":"Daten!G7012","v":0},null,null,0,0,0,0,0,0]
[null,6989,292,10,{"$f":"Daten!F7018","v":0},{"$f":"Daten!G7018","v":0},null,null,0,0,0,0,0,0]
[null,6991,292,10,{"$f":"Daten!F7020","v":0},{"$f":"Daten!G7020","v":0},null,null,0,0,0,0,0,0]
[null,6994,292,10,{"$f":"Daten!F7023","v":0},{"$f":"Daten!G7023","v":0},null,null,0,0,0,0,0,0]
[null,6997,292,10,{"$f":"Daten!F7026","v":0},{"$f":"Daten!G7026","v":0},null,null,0,0,0,0,0,0]
[null,7001,292,10,{"$f":"Daten!F7030","v":0},{"$f":"Daten!G7030","v":0},null,null,0,0,0,0,0,0]
[null,7004,292,10,{"$f":"Daten!F7033","v":0},{"$f":"Daten!G7033","v":0},null,null,0,0,0,0,0,0]
[null,7005,292,10,{"$f":"Daten!F7034","v":0},{"$f":"Daten!G7034","v":0},null,null,0,0,0,0,0,0]
[null,7010,293,10,{"$f":"Daten!F7039","v":0},{"$f":"Daten!G7039","v":0},null,null,0,0,0,0,0,0]
[null,7012,293,10,{"$f":"Daten!F7041","v":0},{"$f":"Daten!G7041","v":0},null,null,0,0,0,0,0,0]
[null,7016,293,10,{"$f":"Daten!F7045","v":0},{"$f":"Daten!G7045","v":0},null,null,0,0,0,0,0,0]
[null,7019,293,10,{"$f":"Daten!F7048","v":0},{"$f":"Daten!G7048","v":0},null,null,0,0,0,0,0,0]
[null,7023,293,10,{"$f":"Daten!F7052","v":0},{"$f":"Daten!G7052","v":0},null,null,0,0,0,0,0,0]
[null,7026,293,10,{"$f":"Daten!F7055","v":0},{"$f":"Daten!G7055","v":0},null,null,0,0,0,0,0,0]
[null,7029,293,10,{"$f":"Daten!F7058","v":0},{"$f":"Daten!G7058","v":0},null,null,0,0,0,0,0,0]
[null,7031,293,10,{"$f":"Daten!F7060","v":0},{"$f":"Daten!G7060","v":0},null,null,0,0,0,0,0,0]
[null,7034,294,10,{"$f":"Daten!F7063","v":0},{"$f":"Daten!G7063","v":0},null,null,0,0,0,0,0,0]
[null,7037,294,10,{"$f":"Daten!F7066","v":0},{"$f":"Daten!G7066","v":0},null,null,0,0,0,0,0,0]
[null,7041,294,10,{"$f":"Daten!F7070","v":0},{"$f":"Daten!G7070","v":0},null,null,0,{"$f":"MIN(E7057,F7057+I7057)","v":0},{"$f":"E7057-J7057","v":0},{"$f":"MIN((F7057-J7057),BatteriespeicherWh-I7057)","v":0},0,{"$f":"IF(L7057>0,I7057+L7057*Wirkungsgrad,I7057+L7057)","v":0}]
[null,7044,294,10,{"$f":"Daten!F7073","v":0},{"$f":"Daten!G7073","v":0},null,null,0,0,0,0,0,0]
[null,7048,294,10,{"$f":"Daten!F7077","v":0},{"$f":"Daten!G7077","v":0},null,null,0,0,0,0,0,0]
[null,7051,294,10,{"$f":"Daten!F7080","v":0},{"$f":"Daten!G7080","v":0},null,null,0,0,0,0,0,0]
[null,7052,294,10,{"$f":"Daten!F7081","v":0},{"$f":"Daten!G7081","v":0},null,null,0,0,0,0,0,0]
[null,7056,294,10,{"$f":"Daten!F7085","v":0},{"$f":"Daten!G7085","v":0},null,null,0,0,0,0,0,0]
[null,7059,295,10,{"$f":"Daten!F7088","v":0},{"$f":"Daten!G7088","v":0},null,null,0,0,0,0,0,0]
[null,7063,295,10,{"$f":"Daten!F7092","v":0},{"$f":"Daten!G7092","v":0},null,null,0,0,0,0,0,0]
[null,7066,295,10,{"$f":"Daten!F7095","v":0},{"$f":"Daten!G7095","v":0},null,null,0,0,0,0,0,0]
[null,7069,295,10,{"$f":"Daten!F7098","v":0},{"$f":"Daten!G7098","v":0},null,null,0,0,0,0,0,0]
[null,7073,295,10,{"$f":"Daten!F7102","v":0},{"$f":"Daten!G7102","v":0},null,null,0,0,0,0,0,0]
[null,7076,295,10,{"$f":"Daten!F7105","v":0},{"$f":"Daten!G7105","v":0},null,null,0,0,0,0,0,0]
[null,7077,295,10,{"$f":"Daten!F7106","v":0},{"$f":"Daten!G7106","v":0},null,null,0,0,0,0,0,0]
[null,7081,296,10,{"$f":"Daten!F7110","v":0},{"$f":"Daten!G7110","v":0},null,null,0,0,0,0,0,0]
[null,7084,296,10,{"$f":"Daten!F7113","v":0},{"$f":"Daten!G7113","v":0},null,null,0,0,0,0,0,0]
[null,7088,296,10,{"$f":"Daten!F7117","v":0},{"$f":"Daten!G7117","v":0},null,null,0,0,0,0,0,0]
[null,7091,296,10,{"$f":"Daten!F7120","v":0},{"$f":"Daten!G7120","v":0},null,null,0,0,0,0,0,0]
[null,7094,296,10,{"$f":"Daten!F7123","v":0},{"$f":"Daten!G7123","v":0},null,null,0,0,0,0,0,0]
[null,7098,296,10,{"$f":"Daten!F7127","v":0},{"$f":"Daten!G7127","v":0},null,null,0,0,0,0,0,0]
[null,7102,296,10,{"$f":"Daten!F7131","v":0},{"$f":"Daten!G7131","v":0},null,null,0,0,0,0,0,0]
[null,7105,297,10,{"$f":"Daten!F7134","v":0},{"$f":"Daten!G7134","v":0},null,null,0,{"$f":"MIN(E7121,F7121+I7121)","v":0},{"$f":"E7121-J7121","v":0},{"$f":"MIN((F7121-J7121),BatteriespeicherWh-I7121)","v":0},0,{"$f":"IF(L7121>0,I7121+L7121*Wirkungsgrad,I7121+L7121)","v":0}]
[null,7106,{"$f":"CEILING(B7122/24,1)","v":297},{"$f":"MONTH(C7122)","v":10},{"$f":"Daten!F7135","v":0},{"$f":"Daten!G7135","v":0},null,null,{"$f":"N7121","v":0},0,0,0,{"$f":"F7122-(J7122+L7122)","v":0},0]
[null,7109,297,10,{"$f":"Daten!F7138","v":0},{"$f":"Daten!G7138","v":0},null,null,0,0,0,0,0,0]
[null,7113,297,10,{"$f":"Daten!F7142","v":0},{"$f":"Daten!G7142","v":0},null,null,0,0,0,0,0,0]
[null,7116,297,10,{"$f":"Daten!F7145","v":0},{"$f":"Daten!G7145","v":0},null,null,0,0,0,0,0,0]
[null,7119,297,10,{"$f":"Daten!F7148","v":0},{"$f":"Daten!G7148","v":0},null,null,0,0,0,0,0,0]
[null,7123,297,10,{"$f":"Daten!F7152","v":0},{"$f":"Daten!G7152","v":0},null,null,0,0,0,0,0,0]
[null,7127,297,10,{"$f":"Daten!F7156","v":0},{"$f":"Daten!G7156","v":0},null,null,0,0,0,0,0,0]
[null,7128,297,10,{"$f":"Daten!F7157","v":0},{"$f":"Daten!G7157","v":0},null,null,0,0,0,0,0,0]
[null,7131,298,10,{"$f":"Daten!F7160","v":0},{"$f":"Daten!G7160","v":0},null,null,0,0,0,0,0,0]
[null,7134,298,10,{"$f":"Daten!F7163","v":0},{"$f":"Daten!G7163","v":0},null,null,0,0,0,0,0,0]
[null,7138,298,10,{"$f":"Daten!F7167","v":0},{"$f":"Daten!G7167","v":0},null,null,0,0,0,0,0,0]
[null,7141,298,10,{"$f":"Daten!F7170","v":0},{"$f":"Daten!G7170","v":0},null,null,0,0,0,0,0,0]
[null,7144,298,10,{"$f":"Daten!F7173","v":0},{"$f":"Daten!G7173","v":0},null,null,0,0,0,0,0,0]
[null,7149,298,10,{"$f":"Daten!F7178","v":0},{"$f":"Daten!G7178","v":0},null,null,0,0,0,0,0,0]
[null,7152,298,10,{"$f":"Daten!F7181","v":0},{"$f":"Daten!G7181","v":0},null,null,0,0,0,0,0,0]
[null,7153,299,10,{"$f":"Daten!F7182","v":0},{"$f":"Daten!G7182","v":0},null,null,0,0,0,0,0,0]
[null,7156,299,10,{"$f":"Daten!F7185","v":0},{"$f":"Daten!G7185","v":0},null,null,0,0,0,0,0,0]
[null,7159,299,10,{"$f":"Daten!F7188","v":0},{"$f":"Daten!G7188","v":0},null,null,0,0,0,0,0,0]
[null,7163,299,10,{"$f":"Daten!F7192","v":0},{"$f":"Daten!G7192","v":0},null,null,0,0,0,0,0,0]
[null,7166,299,10,{"$f":"Daten!F7195","v":0},{"$f":"Daten!G7195","v":0},null,null,0,0,0,0,0,0]
[null,7169,299,10,{"$f":"Daten!F7198","v":0},{"$f":"Daten!G7198","v":0},null,null,0,{"$f":"MIN(E7185,F7185+I7185)","v":0},{"$f":"E7185-J7185","v":0},{"$f":"MIN((F7185-J7185),BatteriespeicherWh-I7185)","v":0},0,{"$f":"IF(L7185>0,I7185+L7185*Wirkungsgrad,I7185+L7185)","v":0}]
[null,7174,299,10,{"$f":"Daten!F7203","v":0},{"$f":"Daten!G7203","v":0},null,null,0,0,0,0,0,0]
[null,7177,300,10,{"$f":"Daten!F7206","v":0},{"$f":"Daten!G7206","v":0},null,null,0,0,0,0,0,0]
[null,7178,300,10,{"$f":"Daten!F7207","v":0},{"$f":"Daten!G7207","v":0},null,null,0,0,0,0,0,0]
[null,7181,300,10,{"$f":"Daten!F7210","v":0},{"$f":"Daten!G7210","v":0},null,null,0,0,0,0,0,0]
[null,7184,300,10,{"$f":"Daten!F7213","v":0},{"$f":"Daten!G7213","v":0},null,null,0,0,0,0,0,0]
[null,7188,300,10,{"$f":"Daten!F7217","v":0},{"$f":"Daten!G7217","v":0},null,null,0,0,0,0,0,0]
[null,7190,300,10,{"$f":"Daten!F7219","v":0},{"$f":"Daten!G7219","v":0},null,null,0,0,0,0,0,0]
[null,7196,300,10,{"$f":"Daten!F7225","v":0},{"$f":"Daten!G7225","v":0},null,null,0,0,0,0,0,0]
[null,7199,300,10,{"$f":"Daten!F7228","v":0},{"$f":"Daten!G7228","v":0},null,null,0,0,0,0,0,0]
[null,7202,301,10,{"$f":"Daten!F7231","v":0},{"$f":"Daten!G7231","v":0},null,null,0,0,0,0,0,0]
[null,7203,301,10,{"$f":"Daten!F7232","v":0},{"$f":"Daten!G7232","v":0},null,null,0,0,0,0,0,0]
[null,7206,301,10,{"$f":"Daten!F7235","v":0},{"$f":"Daten!G7235","v":0},null,null,0,0,0,0,0,0]
[null,7209,301,10,{"$f":"Daten!F7238","v":0},{"$f":"Daten!G7238","v":0},null,null,0,0,0,0,0,0]
[null,7215,301,10,{"$f":"Daten!F7244","v":0},{"$f":"Daten!G7244","v":0},null,null,0,0,0,0,0,0]
[null,7217,301,10,{"$f":"Daten!F7246","v":0},{"$f":"Daten!G7246","v":0},null,null,0,0,0,0,0,0]
[null,7221,301,10,{"$f":"Daten!F7250","v":0},{"$f":"Daten!G7250","v":0},null,null,0,0,0,0,0,0]
[null,7224,301,10,{"$f":"Daten!F7253","v":0},{"$f":"Daten!G7253","v":0},null,null,0,0,0,0,0,0]
[null,7227,302,10,{"$f":"Daten!F7256","v":0},{"$f":"Daten!G7256","v":0},null,null,0,0,0,0,0,0]
[null,7228,302,10,{"$f":"Daten!F7257","v":0},{"$f":"Daten!G7257","v":0},null,null,0,0,0,0,0,0]
[null,7231,302,10,{"$f":"Daten!F7260","v":0},{"$f":"Daten!G7260","v":0},null,null,0,0,0,0,0,0]
[null,7236,302,10,{"$f":"Daten!F7265","v":0},{"$f":"Daten!G7265","v":0},null,null,0,0,0,0,0,0]
[null,7239,302,10,{"$f":"Daten!F7268","v":0},{"$f":"Daten!G7268","v":0},null,null,0,0,0,0,0,0]
[null,7242,302,10,{"$f":"Daten!F7271","v":0},{"$f":"Daten!G7271","v":0},null,null,0,0,0,0,0,0]
[null,7246,302,10,{"$f":"Daten!F7275","v":0},{"$f":"Daten!G7275","v":0},null,null,0,0,0,0,0,0]
[null,7249,303,10,{"$f":"Daten!F7278","v":0},{"$f":"Daten!G7278","v":0},null,null,0,0,0,0,0,0]
[null,7252,303,10,{"$f":"Daten!F7281","v":0},{"$f":"Daten!G7281","v":0},null,null,0,0,0,0,0,0]
[null,7253,303,10,{"$f":"Daten!F7282","v":0},{"$f":"Daten!G7282","v":0},null,null,0,0,0,0,0,0]
[null,7256,303,10,{"$f":"Daten!F7285","v":0},{"$f":"Daten!G7285","v":0},null,null,0,0,0,0,0,0]
[null,7261,303,10,{"$f":"Daten!F7290","v":0},{"$f":"Daten!G7290","v":0},null,null,0,0,0,0,0,0]
[null,7264,303,10,{"$f":"Daten!F7293","v":0},{"$f":"Daten!G7293","v":0},null,null,0,0,0,0,0,0]
[null,7267,303,10,{"$f":"Daten!F7296","v":0},{"$f":"Daten!G7296","v":0},null,null,0,0,0,0,0,0]
[null,7271,303,10,{"$f":"Daten!F7300","v":0},{"$f":"Daten!G7300","v":0},null,null,0,0,0,0,0,0]
[null,7274,304,10,{"$f":"Daten!F7303","v":0},{"$f":"Daten!G7303","v":0},null,null,0,0,0,0,0,0]
[null,7277,304,10,{"$f":"Daten!F7306","v":0},{"$f":"Daten!G7306","v":0},null,null,0,0,0,0,0,0]
[null,7278,304,10,{"$f":"Daten!F7307","v":0},{"$f":"Daten!G7307","v":0},null,null,0,0,0,0,0,0]
[null,7282,304,10,{"$f":"Daten!F7311","v":0},{"$f":"Daten!G7311","v":0},null,null,0,0,0,0,0,0]
[null,7286,304,10,{"$f":"Daten!F7315","v":0},{"$f":"Daten!G7315","v":0},null,null,0,0,0,0,0,0]
[null,7289,304,10,{"$f":"Daten!F7318","v":0},{"$f":"Daten!G7318","v":0},null,null,0,0,0,0,0,0]
[null,7292,304,10,{"$f":"Daten!F7321","v":0},{"$f":"Daten!G7321","v":0},null,null,0,0,0,0,0,0]
[null,7296,304,10,{"$f":"Daten!F7325","v":0},{"$f":"Daten!G7325","v":0},null,null,0,0,0,0,0,0]
[null,7299,305,10,{"$f":"Daten!F7328","v":0},{"$f":"Daten!G7328","v":0},null,null,0,0,0,0,0,0]
[null,7300,305,10,{"$f":"Daten!F7329","v":0},{"$f":"Daten!G7329","v":0},null,null,0,0,0,0,0,0]
[null,7303,305,10,{"$f":"Daten!F7332","v":0},{"$f":"Daten!G7332","v":0},null,null,0,0,0,0,0,0]
[null,7307,305,10,{"$f":"Daten!F7336","v":0},{"$f":"Daten!G7336","v":0},null,null,0,0,0,0,0,0]
[null,7311,305,10,{"$f":"Daten!F7340","v":0},{"$f":"Daten!G7340","v":0},null,null,0,0,0,0,0,0]
[null,7314,305,10,{"$f":"Daten!F7343","v":0},{"$f":"Daten!G7343","v":0},null,null,0,0,0,0,0,0]
[null,7317,305,10,{"$f":"Daten!F7346","v":0},{"$f":"Daten!G7346","v":0},null,null,0,0,0,0,0,0]
[null,7321,306,11,{"$f":"Daten!F7350","v":0},{"$f":"Daten!G7350","v":0},null,null,0,0,0,0,0,0]
[null,7324,306,11,{"$f":"Daten!F7353","v":0},{"$f":"Daten!G7353","v":0},null,null,0,0,0,0,0,0]
[null,7328,306,11,{"$f":"Daten!F7357","v":0},{"$f":"Daten!G7357","v":0},null,null,0,0,0,0,0,0]
[null,7329,306,11,{"$f":"Daten!F7358","v":0},{"$f":"Daten!G7358","v":0},null,null,0,0,0,0,0,0]
[null,7332,306,11,{"$f":"Daten!F7361","v":0},{"$f":"Daten!G7361","v":0},null,null,0,0,0,0,0,0]
[null,7336,306,11,{"$f":"Daten!F7365","v":0},{"$f":"Daten!G7365","v":0},null,null,0,0,0,0,0,0]
[null,7339,306,11,{"$f":"Daten!F7368","v":0},{"$f":"Daten!G7368","v":0},null,null,0,0,0,0,0,0]
[null,7343,306,11,{"$f":"Daten!F7372","v":0},{"$f":"Daten!G7372","v":0},null,null,0,0,0,0,0,0]
[null,7346,307,11,{"$f":"Daten!F7375","v":0},{"$f":"Daten!G7375","v":0},null,null,0,0,0,0,0,0]
[null,7349,307,11,{"$f":"Daten!F7378","v":0},{"$f":"Daten!G7378","v":0},null,null,0,0,0,0,0,0]
[null,7353,307,11,{"$f":"Daten!F7382","v":0},{"$f":"Daten!G7382","v":0},null,null,0,0,0,0,0,0]
[null,7354,307,11,{"$f":"Daten!F7383","v":0},{"$f":"Daten!G7383","v":0},null,null,0,0,0,0,0,0]
[null,7357,307,11,{"$f":"Daten!F7386","v":0},{"$f":"Daten!G7386","v":0},null,null,0,0,0,0,0,0]
[null,7361,307,11,{"$f":"Daten!F7390","v":0},{"$f":"Daten!G7390","v":0},null,null,0,{"$f":"MIN(E7377,F7377+I7377)","v":0},{"$f":"E7377-J7377","v":0},{"$f":"MIN((F7377-J7377),BatteriespeicherWh-I7377)","v":0},0,{"$f":"IF(L7377>0,I7377+L7377*Wirkungsgrad,I7377+L7377)","v":0}]
[null,7364,307,11,{"$f":"Daten!F7393","v":0},{"$f":"Daten!G7393","v":0},null,null,0,0,0,0,0,0]
[null,7368,307,11,{"$f":"Daten!F7397","v":0},{"$f":"Daten!G7397","v":0},null,null,0,0,0,0,0,0]
[null,7371,308,11,{"$f":"Daten!F7400","v":0},{"$f":"Daten!G7400","v":0},null,null,0,0,0,0,0,0]
[null,7374,308,11,{"$f":"Daten!F7403","v":0},{"$f":"Daten!G7403","v":0},null,null,0,0,0,0,0,0]
[null,7376,308,11,{"$f":"Daten!F7405","v":0},{"$f":"Daten!G7405","v":0},null,null,0,0,0,0,0,0]
[null,7379,308,11,{"$f":"Daten!F7408","v":0},{"$f":"Daten!G7408","v":0},null,null,0,0,0,0,0,0]
[null,7382,308,11,{"$f":"Daten!F7411","v":0},{"$f":"Daten!G7411","v":0},null,null,0,0,0,0,0,0]
[null,7386,308,11,{"$f":"Daten!F7415","v":0},{"$f":"Daten!G7415","v":0},null,null,0,0,0,0,0,0]
[null,7389,308,11,{"$f":"Daten!F7418","v":0},{"$f":"Daten!G7418","v":0},null,null,0,0,0,0,0,0]
[null,7393,309,11,{"$f":"Daten!F7422","v":0},{"$f":"Daten!G7422","v":0},null,null,0,0,0,0,0,0]
[null,7395,309,11,{"$f":"Daten!F7424","v":0},{"$f":"Daten!G7424","v":0},null,null,0,0,0,0,0,0]
[null,7400,309,11,{"$f":"Daten!F7429","v":0},{"$f":"Daten!G7429","v":0},null,null,0,0,0,0,0,0]
[null,7401,309,11,{"$f":"Daten!F7430","v":0},{"$f":"Daten!G7430","v":0},null,null,0,0,0,0,0,0]
[null,7404,309,11,{"$f":"Daten!F7433","v":0},{"$f":"Daten!G7433","v":0},null,null,0,0,0,0,0,0]
[null,7408,309,11,{"$f":"Daten!F7437","v":0},{"$f":"Daten!G7437","v":0},null,null,0,0,0,0,0,0]
[null,7411,309,11,{"$f":"Daten!F7440","v":0},{"$f":"Daten!G7440","v":0},null,null,0,0,0,0,0,0]
[null,7414,309,11,{"$f":"Daten!F7443","v":0},{"$f":"Daten!G7443","v":0},null,null,0,0,0,0,0,0]
[null,7416,309,11,{"$f":"Daten!F7445","v":0},{"$f":"Daten!G7445","v":0},null,null,0,0,0,0,0,0]
[null,7422,310,11,{"$f":"Daten!F7451","v":0},{"$f":"Daten!G7451","v":0},null,null,0,0,0,0,0,0]
[null,7425,310,11,{"$f":"Daten!F7454","v":0},{"$f":"Daten!G7454","v":0},null,null,0,{"$f":"MIN(E7441,F7441+I7441)","v":0},{"$f":"E7441-J7441","v":0},{"$f":"MIN((F7441-J7441),BatteriespeicherWh-I7441)","v":0},0,{"$f":"IF(L7441>0,I7441+L7441*Wirkungsgrad,I7441+L7441)","v":0}]
[null,7426,{"$f":"CEILING(B7442/24,1)","v":310},{"$f":"MONTH(C7442)","v":11},{"$f":"Daten!F7455","v":0},{"$f":"Daten!G7455","v":0},null,null,{"$f":"N7441","v":0},0,0,0,{"$f":"F7442-(J7442+L7442)","v":0},0]
[null,7429,310,11,{"$f":"Daten!F7458","v":0},{"$f":"Daten!G7458","v":0},null,null,0,0,0,0,0,0]
[null,7433,310,11,{"$f":"Daten!F7462","v":0},{"$f":"Daten!G7462","v":0},null,null,0,0,0,0,0,0]
[null,7436,310,11,{"$f":"Daten!F7465","v":0},{"$f":"Daten!G7465","v":0},null,null,0,0,0,0,0,0]
[null,7439,310,11,{"$f":"Daten!F7468","v":0},{"$f":"Daten!G7468","v":0},null,null,0,0,0,0,0,0]
[null,7441,311,11,{"$f":"Daten!F7470","v":0},{"$f":"Daten!G7470","v":0},null,null,0,0,0,0,0,0]
[null,7447,311,11,{"$f":"Daten!F7476","v":0},{"$f":"Daten!G7476","v":0},null,null,0,0,0,0,0,0]
[null,7448,311,11,{"$f":"Daten!F7477","v":0},{"$f":"Daten!G7477","v":0},null,null,0,0,0,0,0,0]
[null,7451,311,11,{"$f":"Daten!F7480","v":0},{"$f":"Daten!G7480","v":0},null,null,0,0,0,0,0,0]
[null,7454,311,11,{"$f":"Daten!F7483","v":0},{"$f":"Daten!G7483","v":0},null,null,0,0,0,0,0,0]
[null,7458,311,11,{"$f":"Daten!F7487","v":0},{"$f":"Daten!G7487","v":0},null,null,0,0,0,0,0,0]
[null,7461,311,11,{"$f":"Daten!F7490","v":0},{"$f":"Daten!G7490","v":0},null,null,0,0,0,0,0,0]
[null,7466,312,11,{"$f":"Daten!F7495","v":0},{"$f":"Daten!G7495","v":0},null,null,0,0,0,0,0,0]
[null,7469,312,11,{"$f":"Daten!F7498","v":0},{"$f":"Daten!G7498","v":0},null,null,0,0,0,0,0,0]
[null,7472,312,11,{"$f":"Daten!F7501","v":0},{"$f":"Daten!G7501","v":0},null,null,0,0,0,0,0,0]
[null,7473,312,11,{"$f":"Daten!F7502","v":0},{"$f":"Daten!G7502","v":0},null,null,0,0,0,0,0,0]
[null,7476,312,11,{"$f":"Daten!F7505","v":0},{"$f":"Daten!G7505","v":0},null,null,0,0,0,0,0,0]
[null,7479,312,11,{"$f":"Daten!F7508","v":0},{"$f":"Daten!G7508","v":0},null,null,0,0,0,0,0,0]
[null,7483,312,11,{"$f":"Daten!F7512","v":0},{"$f":"Daten!G7512","v":0},null,null,0,0,0,0,0,0]
[null,7487,312,11,{"$f":"Daten!F7516","v":0},{"$f":"Daten!G7516","v":0},null,null,0,0,0,0,0,0]
[null,7490,{"$f":"CEILING(B7506/24,1)","v":313},{"$f":"MONTH(C7506)","v":11},{"$f":"Daten!F7519","v":0},{"$f":"Daten!G7519","v":0},null,null,{"$f":"N7505","v":0},0,0,0,{"$f":"F7506-(J7506+L7506)","v":0},0]
[null,7494,313,11,{"$f":"Daten!F7523","v":0},{"$f":"Daten!G7523","v":0},null,null,0,0,0,0,0,0]
[null,7497,313,11,{"$f":"Daten!F7526","v":0},{"$f":"Daten!G7526","v":0},null,null,0,0,0,0,0,0]
[null,7498,313,11,{"$f":"Daten!F7527","v":0},{"$f":"Daten!G7527","v":0},null,null,0,0,0,0,0,0]
[null,7501,313,11,{"$f":"Daten!F7530","v":0},{"$f":"Daten!G7530","v":0},null,null,0,0,0,0,0,0]
[null,7504,313,11,{"$f":"Daten!F7533","v":0},{"$f":"Daten!G7533","v":0},null,null,0,0,0,0,0,0]
[null,7508,313,11,{"$f":"Daten!F7537","v":0},{"$f":"Daten!G7537","v":0},null,null,0,0,0,0,0,0]
[null,7512,313,11,{"$f":"Daten!F7541","v":0},{"$f":"Daten!G7541","v":0},null,null,0,0,0,0,0,0]
[null,7516,314,11,{"$f":"Daten!F7545","v":0},{"$f":"Daten!G7545","v":0},null,null,0,0,0,0,0,0]
[null,7519,314,11,{"$f":"Daten!F7548","v":0},{"$f":"Daten!G7548","v":0},null,null,0,0,0,0,0,0]
[null,7522,314,11,{"$f":"Daten!F7551","v":0},{"$f":"Daten!G7551","v":0},null,null,0,0,0,0,0,0]
[null,7523,314,11,{"$f":"Daten!F7552","v":0},{"$f":"Daten!G7552","v":0},null,null,0,0,0,0,0,0]
[null,7526,314,11,{"$f":"Daten!F7555","v":0},{"$f":"Daten!G7555","v":0},null,null,0,0,0,0,0,0]
[null,7529,314,11,{"$f":"Daten!F7558","v":0},{"$f":"Daten!G7558","v":0},null,null,0,0,0,0,0,0]
[null,7533,314,11,{"$f":"Daten!F7562","v":0},{"$f":"Daten!G7562","v":0},null,null,0,0,0,0,0,0]
[null,7537,315,11,{"$f":"Daten!F7566","v":0},{"$f":"Daten!G7566","v":0},null,null,0,0,0,0,0,0]
[null,7541,315,11,{"$f":"Daten!F7570","v":0},{"$f":"Daten!G7570","v":0},null,null,0,0,0,0,0,0]
[null,7544,315,11,{"$f":"Daten!F7573","v":0},{"$f":"Daten!G7573","v":0},null,null,0,0,0,0,0,0]
[null,7547,315,11,{"$f":"Daten!F7576","v":0},{"$f":"Daten!G7576","v":0},null,null,0,0,0,0,0,0]
[null,7548,315,11,{"$f":"Daten!F7577","v":0},{"$f":"Daten!G7577","v":0},null,null,0,0,0,0,0,0]
[null,7551,315,11,{"$f":"Daten!F7580","v":0},{"$f":"Daten!G7580","v":0},null,null,0,0,0,0,0,0]
[null,7554,{"$f":"CEILING(B7570/24,1)","v":315},{"$f":"MONTH(C7570)","v":11},{"$f":"Daten!F7583","v":0},{"$f":"Daten!G7583","v":0},null,null,{"$f":"N7569","v":0},0,0,0,{"$f":"F7570-(J7570+L7570)","v":0},0]
[null,7559,315,11,{"$f":"Daten!F7588","v":0},{"$f":"Daten!G7588","v":0},null,null,0,0,0,0,0,0]
[null,7562,316,11,{"$f":"Daten!F7591","v":0},{"$f":"Daten!G7591","v":0},null,null,0,0,0,0,0,0]
[null,7566,316,11,{"$f":"Daten!F7595","v":0},{"$f":"Daten!G7595","v":0},null,null,0,0,0,0,0,0]
[null,7569,316,11,{"$f":"Daten!F7598","v":0},{"$f":"Daten!G7598","v":0},null,null,0,0,0,0,0,0]
[null,7572,316,11,{"$f":"Daten!F7601","v":0},{"$f":"Daten!G7601","v":0},null,null,0,0,0,0,0,0]
[null,7573,316,11,{"$f":"Daten!F7602","v":0},{"$f":"Daten!G7602","v":0},null,null,0,0,0,0,0,0]
[null,7579,316,11,{"$f":"Daten!F7608","v":0},{"$f":"Daten!G7608","v":0},null,null,0,0,0,0,0,0]
[null,7581,316,11,{"$f":"Daten!F7610","v":0},{"$f":"Daten!G7610","v":0},null,null,0,0,0,0,0,0]
[null,7584,316,11,{"$f":"Daten!F7613","v":0},{"$f":"Daten!G7613","v":0},null,null,0,0,0,0,0,0]
[null,7587,317,11,{"$f":"Daten!F7616","v":0},{"$f":"Daten!G7616","v":0},null,null,0,0,0,0,0,0]
[null,7591,317,11,{"$f":"Daten!F7620","v":0},{"$f":"Daten!G7620","v":0},null,null,0,0,0,0,0,0]
[null,7594,317,11,{"$f":"Daten!F7623","v":0},{"$f":"Daten!G7623","v":0},null,null,0,0,0,0,0,0]
[null,7597,317,11,{"$f":"Daten!F7626","v":0},{"$f":"Daten!G7626","v":0},null,null,0,0,0,0,0,0]
[null,7600,317,11,{"$f":"Daten!F7629","v":0},{"$f":"Daten!G7629","v":0},null,null,0,0,0,0,0,0]
[null,7602,317,11,{"$f":"Daten!F7631","v":0},{"$f":"Daten!G7631","v":0},null,null,0,0,0,0,0,0]
[null,7606,317,11,{"$f":"Daten!F7635","v":0},{"$f":"Daten!G7635","v":0},null,null,0,0,0,0,0,0]
[null,7609,318,11,{"$f":"Daten!F7638","v":0},{"$f":"Daten!G7638","v":0},null,null,0,0,0,0,0,0]
[null,7612,318,11,{"$f":"Daten!F7641","v":0},{"$f":"Daten!G7641","v":0},null,null,0,0,0,0,0,0]
[null,7616,318,11,{"$f":"Daten!F7645","v":0},{"$f":"Daten!G7645","v":0},null,null,0,0,0,0,0,0]
[null,7619,318,11,{"$f":"Daten!F7648","v":0},{"$f":"Daten!G7648","v":0},null,null,0,0,0,0,0,0]
[null,7620,318,11,{"$f":"Daten!F7649","v":0},{"$f":"Daten!G7649","v":0},null,null,0,0,0,0,0,0]
[null,7625,318,11,{"$f":"Daten!F7654","v":0},{"$f":"Daten!G7654","v":0},null,null,0,0,0,0,0,0]
[null,7627,318,11,{"$f":"Daten!F7656","v":0},{"$f":"Daten!G7656","v":0},null,null,0,0,0,0,0,0]
[null,7631,318,11,{"$f":"Daten!F7660","v":0},{"$f":"Daten!G7660","v":0},null,null,0,0,0,0,0,0]
[null,7634,319,11,{"$f":"Daten!F7663","v":0},{"$f":"Daten!G7663","v":0},null,null,0,0,0,0,0,0]
[null,7637,319,11,{"$f":"Daten!F7666","v":0},{"$f":"Daten!G7666","v":0},null,null,0,0,0,0,0,0]
[null,7641,319,11,{"$f":"Daten!F7670","v":0},{"$f":"Daten!G7670","v":0},null,null,0,0,0,0,0,0]
[null,7644,319,11,{"$f":"Daten!F7673","v":0},{"$f":"Daten!G7673","v":0},null,null,0,0,0,0,0,0]
[null,7646,319,11,{"$f":"Daten!F7675","v":0},{"$f":"Daten!G7675","v":0},null,null,0,0,0,0,0,0]
[null,7649,319,11,{"$f":"Daten!F7678","v":0},{"$f":"Daten!G7678","v":0},null,null,0,0,0,0,0,0]
[null,7652,319,11,{"$f":"Daten!F7681","v":0},{"$f":"Daten!G7681","v":0},null,null,0,0,0,0,0,0]
[null,7656,319,11,{"$f":"Daten!F7685","v":0},{"$f":"Daten!G7685","v":0},null,null,0,0,0,0,0,0]
[null,7659,320,11,{"$f":"Daten!F7688","v":0},{"$f":"Daten!G7688","v":0},null,null,0,0,0,0,0,0]
[null,7662,320,11,{"$f":"Daten!F7691","v":0},{"$f":"Daten!G7691","v":0},null,null,0,0,0,0,0,0]
[null,7666,320,11,{"$f":"Daten!F7695","v":0},{"$f":"Daten!G7695","v":0},null,null,0,0,0,0,0,0]
[null,7667,320,11,{"$f":"Daten!F7696","v":0},{"$f":"Daten!G7696","v":0},null,null,0,0,0,0,0,0]
[null,7671,320,11,{"$f":"Daten!F7700","v":0},{"$f":"Daten!G7700","v":0},null,null,0,0,0,0,0,0]
[null,7674,320,11,{"$f":"Daten!F7703","v":0},{"$f":"Daten!G7703","v":0},null,null,0,0,0,0,0,0]
[null,7677,320,11,{"$f":"Daten!F7706","v":0},{"$f":"Daten!G7706","v":0},null,null,0,0,0,0,0,0]
[null,7681,321,11,{"$f":"Daten!F7710","v":0},{"$f":"Daten!G7710","v":0},null,null,0,{"$f":"MIN(E7697,F7697+I7697)","v":0},{"$f":"E7697-J7697","v":0},{"$f":"MIN((F7697-J7697),BatteriespeicherWh-I7697)","v":0},0,{"$f":"IF(L7697>0,I7697+L7697*Wirkungsgrad,I7697+L7697)","v":0}]
[null,7684,321,11,{"$f":"Daten!F7713","v":0},{"$f":"Daten!G7713","v":0},null,null,0,0,0,0,0,0]
[null,7688,321,11,{"$f":"Daten!F7717","v":0},{"$f":"Daten!G7717","v":0},null,null,0,0,0,0,0,0]
[null,7692,321,11,{"$f":"Daten!F7721","v":0},{"$f":"Daten!G7721","v":0},null,null,0,0,0,0,0,0]
[null,7695,321,11,{"$f":"Daten!F7724","v":0},{"$f":"Daten!G7724","v":0},null,null,0,0,0,0,0,0]
[null,7696,321,11,{"$f":"Daten!F7725","v":0},{"$f":"Daten!G7725","v":0},null,null,0,0,0,0,0,0]
[null,7699,321,11,{"$f":"Daten!F7728","v":0},{"$f":"Daten!G7728","v":0},null,null,0,0,0,0,0,0]
[null,7702,321,11,{"$f":"Daten!F7731","v":0},{"$f":"Daten!G7731","v":0},null,null,0,0,0,0,0,0]
[null,7706,322,11,{"$f":"Daten!F7735","v":0},{"$f":"Daten!G7735","v":0},null,null,0,0,0,0,0,0]
[null,7709,322,11,{"$f":"Daten!F7738","v":0},{"$f":"Daten!G7738","v":0},null,null,0,0,0,0,0,0]
[null,7713,322,11,{"$f":"Daten!F7742","v":0},{"$f":"Daten!G7742","v":0},null,null,0,0,0,0,0,0]
[null,7717,322,11,{"$f":"Daten!F7746","v":0},{"$f":"Daten!G7746","v":0},null,null,0,0,0,0,0,0]
[null,7720,322,11,{"$f":"Daten!F7749","v":0},{"$f":"Daten!G7749","v":0},null,null,0,0,0,0,0,0]
[null,7721,322,11,{"$f":"Daten!F7750","v":0},{"$f":"Daten!G7750","v":0},null,null,0,0,0,0,0,0]
[null,7724,322,11,{"$f":"Daten!F7753","v":0},{"$f":"Daten!G7753","v":0},null,null,0,0,0,0,0,0]
[null,7727,322,11,{"$f":"Daten!F7756","v":0},{"$f":"Daten!G7756","v":0},null,null,0,0,0,0,0,0]
[null,7731,323,11,{"$f":"Daten!F7760","v":0},{"$f":"Daten!G7760","v":0},null,null,0,0,0,0,0,0]
[null,7734,323,11,{"$f":"Daten!F7763","v":0},{"$f":"Daten!G7763","v":0},null,null,0,0,0,0,0,0]
[null,7738,323,11,{"$f":"Daten!F7767","v":0},{"$f":"Daten!G7767","v":0},null,null,0,0,0,0,0,0]
[null,7742,323,11,{"$f":"Daten!F7771","v":0},{"$f":"Daten!G7771","v":0},null,null,0,0,0,0,0,0]
[null,7745,323,11,{"$f":"Daten!F7774","v":0},{"$f":"Daten!G7774","v":0},null,null,0,{"$f":"MIN(E7761,F7761+I7761)","v":0},{"$f":"E7761-J7761","v":0},{"$f":"MIN((F7761-J7761),BatteriespeicherWh-I7761)","v":0},0,{"$f":"IF(L7761>0,I7761+L7761*Wirkungsgrad,I7761+L7761)","v":0}]
[null,7746,{"$f":"CEILING(B7762/24,1)","v":323},{"$f":"MONTH(C7762)","v":11},{"$f":"Daten!F7775","v":0},{"$f":"Daten!G7775","v":0},null,null,{"$f":"N7761","v":0},0,0,0,{"$f":"F7762-(J7762+L7762)","v":0},0]
[null,7749,323,11,{"$f":"Daten!F7778","v":0},{"$f":"Daten!G7778","v":0},null,null,0,0,0,0,0,0]
[null,7753,324,11,{"$f":"Daten!F7782","v":0},{"$f":"Daten!G7782","v":0},null,null,0,0,0,0,0,0]
[null,7756,324,11,{"$f":"Daten!F7785","v":0},{"$f":"Daten!G7785","v":0},null,null,0,0,0,0,0,0]
[null,7759,324,11,{"$f":"Daten!F7788","v":0},{"$f":"Daten!G7788","v":0},null,null,0,0,0,0,0,0]
[null,7764,324,11,{"$f":"Daten!F7793","v":0},{"$f":"Daten!G7793","v":0},null,null,0,0,0,0,0,0]
[null,7767,324,11,{"$f":"Daten!F7796","v":0},{"$f":"Daten!G7796","v":0},null,null,0,0,0,0,0,0]
[null,7770,324,11,{"$f":"Daten!F7799","v":0},{"$f":"Daten!G7799","v":0},null,null,0,0,0,0,0,0]
[null,7771,324,11,{"$f":"Daten!F7800","v":0},{"$f":"Daten!G7800","v":0},null,null,0,0,0,0,0,0]
[null,7774,324,11,{"$f":"Daten!F7803","v":0},{"$f":"Daten!G7803","v":0},null,null,0,0,0,0,0,0]
[null,7778,325,11,{"$f":"Daten!F7807","v":0},{"$f":"Daten!G7807","v":0},null,null,0,0,0,0,0,0]
[null,7780,325,11,{"$f":"Daten!F7809","v":0},{"$f":"Daten!G7809","v":0},null,null,0,0,0,0,0,0]
[null,7785,325,11,{"$f":"Daten!F7814","v":0},{"$f":"Daten!G7814","v":0},null,null,0,0,0,0,0,0]
[null,7789,325,11,{"$f":"Daten!F7818","v":0},{"$f":"Daten!G7818","v":0},null,null,0,0,0,0,0,0]
[null,7792,325,11,{"$f":"Daten!F7821","v":0},{"$f":"Daten!G7821","v":0},null,null,0,0,0,0,0,0]
[null,7793,325,11,{"$f":"Daten!F7822","v":0},{"$f":"Daten!G7822","v":0},null,null,0,0,0,0,0,0]
[null,7796,325,11,{"$f":"Daten!F7825","v":0},{"$f":"Daten!G7825","v":0},null,null,0,0,0,0,0,0]
[null,7799,325,11,{"$f":"Daten!F7828","v":0},{"$f":"Daten!G7828","v":0},null,null,0,0,0,0,0,0]
[null,7803,326,11,{"$f":"Daten!F7832","v":0},{"$f":"Daten!G7832","v":0},null,null,0,0,0,0,0,0]
[null,7805,326,11,{"$f":"Daten!F7834","v":0},{"$f":"Daten!G7834","v":0},null,null,0,0,0,0,0,0]
[null,7810,{"$f":"CEILING(B7826/24,1)","v":326},{"$f":"MONTH(C7826)","v":11},{"$f":"Daten!F7839","v":0},{"$f":"Daten!G7839","v":0},null,null,{"$f":"N7825","v":0},0,0,0,{"$f":"F7826-(J7826+L7826)","v":0},0]
[null,7814,326,11,{"$f":"Daten!F7843","v":0},{"$f":"Daten!G7843","v":0},null,null,0,0,0,0,0,0]
[null,7817,326,11,{"$f":"Daten!F7846","v":0},{"$f":"Daten!G7846","v":0},null,null,0,0,0,0,0,0]
[null,7818,326,11,{"$f":"Daten!F7847","v":0},{"$f":"Daten!G7847","v":0},null,null,0,0,0,0,0,0]
[null,7821,326,11,{"$f":"Daten!F7850","v":0},{"$f":"Daten!G7850","v":0},null,null,0,0,0,0,0,0]
[null,7824,326,11,{"$f":"Daten!F7853","v":0},{"$f":"Daten!G7853","v":0},null,null,0,0,0,0,0,0]
[null,7830,327,11,{"$f":"Daten!F7859","v":0},{"$f":"Daten!G7859","v":0},null,null,0,0,0,0,0,0]
[null,7832,327,11,{"$f":"Daten!F7861","v":0},{"$f":"Daten!G7861","v":0},null,null,0,0,0,0,0,0]
[null,7835,327,11,{"$f":"Daten!F7864","v":0},{"$f":"Daten!G7864","v":0},null,null,0,0,0,0,0,0]
[null,7839,327,11,{"$f":"Daten!F7868","v":0},{"$f":"Daten!G7868","v":0},null,null,0,0,0,0,0,0]
[null,7842,327,11,{"$f":"Daten!F7871","v":0},{"$f":"Daten!G7871","v":0},null,null,0,0,0,0,0,0]
[null,7843,327,11,{"$f":"Daten!F7872","v":0},{"$f":"Daten!G7872","v":0},null,null,0,0,0,0,0,0]
[null,7846,327,11,{"$f":"Daten!F7875","v":0},{"$f":"Daten!G7875","v":0},null,null,0,0,0,0,0,0]
[null,7851,328,11,{"$f":"Daten!F7880","v":0},{"$f":"Daten!G7880","v":0},null,null,0,0,0,0,0,0]
[null,7854,328,11,{"$f":"Daten!F7883","v":0},{"$f":"Daten!G7883","v":0},null,null,0,0,0,0,0,0]
[null,7857,328,11,{"$f":"Daten!F7886","v":0},{"$f":"Daten!G7886","v":0},null,null,0,0,0,0,0,0]
[null,7861,328,11,{"$f":"Daten!F7890","v":0},{"$f":"Daten!G7890","v":0},null,null,0,0,0,0,0,0]
[null,7864,328,11,{"$f":"Daten!F7893","v":0},{"$f":"Daten!G7893","v":0},null,null,0,0,0,0,0,0]
[null,7867,328,11,{"$f":"Daten!F7896","v":0},{"$f":"Daten!G7896","v":0},null,null,0,0,0,0,0,0]
[null,7868,328,11,{"$f":"Daten!F7897","v":0},{"$f":"Daten!G7897","v":0},null,null,0,0,0,0,0,0]
[null,7872,328,11,{"$f":"Daten!F7901","v":0},{"$f":"Daten!G7901","v":0},null,null,0,0,0,0,0,0]
[null,7875,329,11,{"$f":"Daten!F7904","v":0},{"$f":"Daten!G7904","v":0},null,null,0,0,0,0,0,0]
[null,7879,329,11,{"$f":"Daten!F7908","v":0},{"$f":"Daten!G7908","v":0},null,null,0,0,0,0,0,0]
[null,7882,329,11,{"$f":"Daten!F7911","v":0},{"$f":"Daten!G7911","v":0},null,null,0,0,0,0,0,0]
[null,7886,329,11,{"$f":"Daten!F7915","v":0},{"$f":"Daten!G7915","v":0},null,null,0,0,0,0,0,0]
[null,7889,329,11,{"$f":"Daten!F7918","v":0},{"$f":"Daten!G7918","v":0},null,null,0,0,0,0,0,0]
[null,7892,329,11,{"$f":"Daten!F7921","v":0},{"$f":"Daten!G7921","v":0},null,null,0,0,0,0,0,0]
[null,7893,329,11,{"$f":"Daten!F7922","v":0},{"$f":"Daten!G7922","v":0},null,null,0,0,0,0,0,0]
[null,7897,330,11,{"$f":"Daten!F7926","v":0},{"$f":"Daten!G7926","v":0},null,null,0,0,0,0,0,0]
[null,7901,330,11,{"$f":"Daten!F7930","v":0},{"$f":"Daten!G7930","v":0},null,null,0,0,0,0,0,0]
[null,7904,330,11,{"$f":"Daten!F7933","v":0},{"$f":"Daten!G7933","v":0},null,null,0,0,0,0,0,0]
[null,7907,330,11,{"$f":"Daten!F7936","v":0},{"$f":"Daten!G7936","v":0},null,null,0,0,0,0,0,0]
[null,7911,330,11,{"$f":"Daten!F7940","v":0},{"$f":"Daten!G7940","v":0},null,null,0,0,0,0,0,0]
[null,7914,330,11,{"$f":"Daten!F7943","v":0},{"$f":"Daten!G7943","v":0},null,null,0,0,0,0,0,0]
[null,7917,330,11,{"$f":"Daten!F7946","v":0},{"$f":"Daten!G7946","v":0},null,null,0,0,0,0,0,0]
[null,7918,330,11,{"$f":"Daten!F7947","v":0},{"$f":"Daten!G7947","v":0},null,null,0,0,0,0,0,0]
[null,7922,331,11,{"$f":"Daten!F7951","v":0},{"$f":"Daten!G7951","v":0},null,null,0,0,0,0,0,0]
[null,7926,331,11,{"$f":"Daten!F7955","v":0},{"$f":"Daten!G7955","v":0},null,null,0,0,0,0,0,0]
[null,7929,331,11,{"$f":"Daten!F7958","v":0},{"$f":"Daten!G7958","v":0},null,null,0,0,0,0,0,0]
[null,7932,331,11,{"$f":"Daten!F7961","v":0},{"$f":"Daten!G7961","v":0},null,null,0,0,0,0,0,0]
[null,7936,331,11,{"$f":"Daten!F7965","v":0},{"$f":"Daten!G7965","v":0},null,null,0,0,0,0,0,0]
[null,7939,331,11,{"$f":"Daten!F7968","v":0},{"$f":"Daten!G7968","v":0},null,null,0,0,0,0,0,0]
[null,7943,331,11,{"$f":"Daten!F7972","v":0},{"$f":"Daten!G7972","v":0},null,null,0,0,0,0,0,0]
[null,7944,331,11,{"$f":"Daten!F7973","v":0},{"$f":"Daten!G7973","v":0},null,null,0,0,0,0,0,0]
[null,7947,332,11,{"$f":"Daten!F7976","v":0},{"$f":"Daten!G7976","v":0},null,null,0,0,0,0,0,0]
[null,7951,332,11,{"$f":"Daten!F7980","v":0},{"$f":"Daten!G7980","v":0},null,null,0,0,0,0,0,0]
[null,7954,332,11,{"$f":"Daten!F7983","v":0},{"$f":"Daten!G7983","v":0},null,null,0,0,0,0,0,0]
[null,7957,332,11,{"$f":"Daten!F7986","v":0},{"$f":"Daten!G7986","v":0},null,null,0,0,0,0,0,0]
[null,7961,332,11,{"$f":"Daten!F7990","v":0},{"$f":"Daten!G7990","v":0},null,null,0,0,0,0,0,0]
[null,7964,332,11,{"$f":"Daten!F7993","v":0},{"$f":"Daten!G7993","v":0},null,null,0,0,0,0,0,0]
[null,7966,332,11,{"$f":"Daten!F7995","v":0},{"$f":"Daten!G7995","v":0},null,null,0,0,0,0,0,0]
[null,7969,333,11,{"$f":"Daten!F7998","v":0},{"$f":"Daten!G7998","v":0},null,null,0,0,0,0,0,0]
[null,7972,333,11,{"$f":"Daten!F8001","v":0},{"$f":"Daten!G8001","v":0},null,null,0,0,0,0,0,0]
[null,7976,333,11,{"$f":"Daten!F8005","v":0},{"$f":"Daten!G8005","v":0},null,null,0,0,0,0,0,0]
[null,7979,333,11,{"$f":"Daten!F8008","v":0},{"$f":"Daten!G8008","v":0},null,null,0,0,0,0,0,0]
[null,7982,333,11,{"$f":"Daten!F8011","v":0},{"$f":"Daten!G8011","v":0},null,null,0,0,0,0,0,0]
[null,7986,333,11,{"$f":"Daten!F8015","v":0},{"$f":"Daten!G8015","v":0},null,null,0,0,0,0,0,0]
[null,7989,333,11,{"$f":"Daten!F8018","v":0},{"$f":"Daten!G8018","v":0},null,null,0,0,0,0,0,0]
[null,7991,333,11,{"$f":"Daten!F8020","v":0},{"$f":"Daten!G8020","v":0},null,null,0,0,0,0,0,0]
[null,7994,334,11,{"$f":"Daten!F8023","v":0},{"$f":"Daten!G8023","v":0},null,null,0,0,0,0,0,0]
[null,7997,334,11,{"$f":"Daten!F8026","v":0},{"$f":"Daten!G8026","v":0},null,null,0,0,0,0,0,0]
[null,8001,334,11,{"$f":"Daten!F8030","v":0},{"$f":"Daten!G8030","v":0},null,null,0,{"$f":"MIN(E8017,F8017+I8017)","v":0},{"$f":"E8017-J8017","v":0},{"$f":"MIN((F8017-J8017),BatteriespeicherWh-I8017)","v":0},0,{"$f":"IF(L8017>0,I8017+L8017*Wirkungsgrad,I8017+L8017)","v":0}]
[null,8004,334,11,{"$f":"Daten!F8033","v":0},{"$f":"Daten!G8033","v":0},null,null,0,0,0,0,0,0]
[null,8007,334,11,{"$f":"Daten!F8036","v":0},{"$f":"Daten!G8036","v":0},null,null,0,0,0,0,0,0]
[null,8010,334,11,{"$f":"Daten!F8039","v":0},{"$f":"Daten!G8039","v":0},null,null,0,0,0,0,0,0]
[null,8015,334,11,{"$f":"Daten!F8044","v":0},{"$f":"Daten!G8044","v":0},null,null,0,0,0,0,0,0]
[null,8016,334,11,{"$f":"Daten!F8045","v":0},{"$f":"Daten!G8045","v":0},null,null,0,0,0,0,0,0]
[null,8019,335,11,{"$f":"Daten!F8048","v":0},{"$f":"Daten!G8048","v":0},null,null,0,0,0,0,0,0]
[null,8022,335,11,{"$f":"Daten!F8051","v":0},{"$f":"Daten!G8051","v":0},null,null,0,0,0,0,0,0]
[null,8026,335,11,{"$f":"Daten!F8055","v":0},{"$f":"Daten!G8055","v":0},null,null,0,0,0,0,0,0]
[null,8029,335,11,{"$f":"Daten!F8058","v":0},{"$f":"Daten!G8058","v":0},null,null,0,0,0,0,0,0]
[null,8031,335,11,{"$f":"Daten!F8060","v":0},{"$f":"Daten!G8060","v":0},null,null,0,0,0,0,0,0]
[null,8037,335,11,{"$f":"Daten!F8066","v":0},{"$f":"Daten!G8066","v":0},null,null,0,0,0,0,0,0]
[null,8040,335,11,{"$f":"Daten!F8069","v":0},{"$f":"Daten!G8069","v":0},null,null,0,0,0,0,0,0]
[null,8041,336,12,{"$f":"Daten!F8070","v":0},{"$f":"Daten!G8070","v":0},null,null,0,0,0,0,0,0]
[null,8044,336,12,{"$f":"Daten!F8073","v":0},{"$f":"Daten!G8073","v":0},null,null,0,0,0,0,0,0]
[null,8047,336,12,{"$f":"Daten!F8076","v":0},{"$f":"Daten!G8076","v":0},null,null,0,0,0,0,0,0]
[null,8051,336,12,{"$f":"Daten!F8080","v":0},{"$f":"Daten!G8080","v":0},null,null,0,0,0,0,0,0]
[null,8056,336,12,{"$f":"Daten!F8085","v":0},{"$f":"Daten!G8085","v":0},null,null,0,0,0,0,0,0]
[null,8059,336,12,{"$f":"Daten!F8088","v":0},{"$f":"Daten!G8088","v":0},null,null,0,0,0,0,0,0]
[null,8062,336,12,{"$f":"Daten!F8091","v":0},{"$f":"Daten!G8091","v":0},null,null,0,0,0,0,0,0]
[null,8065,337,12,{"$f":"Daten!F8094","v":0},{"$f":"Daten!G8094","v":0},null,null,0,{"$f":"MIN(E8081,F8081+I8081)","v":0},{"$f":"E8081-J8081","v":0},{"$f":"MIN((F8081-J8081),BatteriespeicherWh-I8081)","v":0},0,{"$f":"IF(L8081>0,I8081+L8081*Wirkungsgrad,I8081+L8081)","v":0}]
[null,8066,{"$f":"CEILING(B8082/24,1)","v":337},{"$f":"MONTH(C8082)","v":12},{"$f":"Daten!F8095","v":0},{"$f":"Daten!G8095","v":0},null,null,{"$f":"N8081","v":0},0,0,0,{"$f":"F8082-(J8082+L8082)","v":0},0]
[null,8069,337,12,{"$f":"Daten!F8098","v":0},{"$f":"Daten!G8098","v":0},null,null,0,0,0,0,0,0]
[null,8073,337,12,{"$f":"Daten!F8102","v":0},{"$f":"Daten!G8102","v":0},null,null,0,0,0,0,0,0]
[null,8076,337,12,{"$f":"Daten!F8105","v":0},{"$f":"Daten!G8105","v":0},null,null,0,0,0,0,0,0]
[null,8081,337,12,{"$f":"Daten!F8110","v":0},{"$f":"Daten!G8110","v":0},null,null,0,0,0,0,0,0]
[null,8084,337,12,{"$f":"Daten!F8113","v":0},{"$f":"Daten!G8113","v":0},null,null,0,0,0,0,0,0]
[null,8087,337,12,{"$f":"Daten!F8116","v":0},{"$f":"Daten!G8116","v":0},null,null,0,0,0,0,0,0]
[null,8090,338,12,{"$f":"Daten!F8119","v":0},{"$f":"Daten!G8119","v":0},null,null,0,0,0,0,0,0]
[null,8091,338,12,{"$f":"Daten!F8120","v":0},{"$f":"Daten!G8120","v":0},null,null,0,0,0,0,0,0]
[null,8094,338,12,{"$f":"Daten!F8123","v":0},{"$f":"Daten!G8123","v":0},null,null,0,0,0,0,0,0]
[null,8098,338,12,{"$f":"Daten!F8127","v":0},{"$f":"Daten!G8127","v":0},null,null,0,0,0,0,0,0]
[null,8102,338,12,{"$f":"Daten!F8131","v":0},{"$f":"Daten!G8131","v":0},null,null,0,0,0,0,0,0]
[null,8105,338,12,{"$f":"Daten!F8134","v":0},{"$f":"Daten!G8134","v":0},null,null,0,0,0,0,0,0]
[null,8109,338,12,{"$f":"Daten!F8138","v":0},{"$f":"Daten!G8138","v":0},null,null,0,0,0,0,0,0]
[null,8112,338,12,{"$f":"Daten!F8141","v":0},{"$f":"Daten!G8141","v":0},null,null,0,0,0,0,0,0]
[null,8115,339,12,{"$f":"Daten!F8144","v":0},{"$f":"Daten!G8144","v":0},null,null,0,0,0,0,0,0]
[null,8116,339,12,{"$f":"Daten!F8145","v":0},{"$f":"Daten!G8145","v":0},null,null,0,0,0,0,0,0]
[null,8119,339,12,{"$f":"Daten!F8148","v":0},{"$f":"Daten!G8148","v":0},null,null,0,0,0,0,0,0]
[null,8123,339,12,{"$f":"Daten!F8152","v":0},{"$f":"Daten!G8152","v":0},null,null,0,0,0,0,0,0]
[null,8127,339,12,{"$f":"Daten!F8156","v":0},{"$f":"Daten!G8156","v":0},null,null,0,0,0,0,0,0]
[null,8130,{"$f":"CEILING(B8146/24,1)","v":339},{"$f":"MONTH(C8146)","v":12},{"$f":"Daten!F8159","v":0},{"$f":"Daten!G8159","v":0},null,null,{"$f":"N8145","v":0},0,0,0,{"$f":"F8146-(J8146+L8146)","v":0},0]
[null,8134,339,12,{"$f":"Daten!F8163","v":0},{"$f":"Daten!G8163","v":0},null,null,0,0,0,0,0,0]
[null,8137,340,12,{"$f":"Daten!F8166","v":0},{"$f":"Daten!G8166","v":0},null,null,0,0,0,0,0,0]
[null,8138,340,12,{"$f":"Daten!F8167","v":0},{"$f":"Daten!G8167","v":0},null,null,0,0,0,0,0,0]
[null,8141,340,12,{"$f":"Daten!F8170","v":0},{"$f":"Daten!G8170","v":0},null,null,0,0,0,0,0,0]
[null,8144,340,12,{"$f":"Daten!F8173","v":0},{"$f":"Daten!G8173","v":0},null,null,0,0,0,0,0,0]
[null,8149,340,12,{"$f":"Daten!F8178","v":0},{"$f":"Daten!G8178","v":0},null,null,0,0,0,0,0,0]
[null,8152,340,12,{"$f":"Daten!F8181","v":0},{"$f":"Daten!G8181","v":0},null,null,0,0,0,0,0,0]
[null,8155,340,12,{"$f":"Daten!F8184","v":0},{"$f":"Daten!G8184","v":0},null,null,0,0,0,0,0,0]
[null,8159,340,12,{"$f":"Daten!F8188","v":0},{"$f":"Daten!G8188","v":0},null,null,0,0,0,0,0,0]
[null,8162,341,12,{"$f":"Daten!F8191","v":0},{"$f":"Daten!G8191","v":0},null,null,0,0,0,0,0,0]
[null,8163,341,12,{"$f":"Daten!F8192","v":0},{"$f":"Daten!G8192","v":0},null,null,0,0,0,0,0,0]
[null,8166,341,12,{"$f":"Daten!F8195","v":0},{"$f":"Daten!G8195","v":0},null,null,0,0,0,0,0,0]
[null,8169,341,12,{"$f":"Daten!F8198","v":0},{"$f":"Daten!G8198","v":0},null,null,0,0,0,0,0,0]
[null,8174,341,12,{"$f":"Daten!F8203","v":0},{"$f":"Daten!G8203","v":0},null,null,0,0,0,0,0,0]
[null,8177,341,12,{"$f":"Daten!F8206","v":0},{"$f":"Daten!G8206","v":0},null,null,0,0,0,0,0,0]
[null,8181,341,12,{"$f":"Daten!F8210","v":0},{"$f":"Daten!G8210","v":0},null,null,0,0,0,0,0,0]
[null,8184,341,12,{"$f":"Daten!F8213","v":0},{"$f":"Daten!G8213","v":0},null,null,0,0,0,0,0,0]
[null,8187,342,12,{"$f":"Daten!F8216","v":0},{"$f":"Daten!G8216","v":0},null,null,0,0,0,0,0,0]
[null,8188,342,12,{"$f":"Daten!F8217","v":0},{"$f":"Daten!G8217","v":0},null,null,0,0,0,0,0,0]
[null,8194,{"$f":"CEILING(B8210/24,1)","v":342},{"$f":"MONTH(C8210)","v":12},{"$f":"Daten!F8223","v":0},{"$f":"Daten!G8223","v":0},null,null,{"$f":"N8209","v":0},0,0,0,{"$f":"F8210-(J8210+L8210)","v":0},0]
[null,8195,342,12,{"$f":"Daten!F8224","v":0},{"$f":"Daten!G8224","v":0},null,null,0,0,0,0,0,0]
[null,8199,342,12,{"$f":"Daten!F8228","v":0},{"$f":"Daten!G8228","v":0},null,null,0,0,0,0,0,0]
[null,8202,342,12,{"$f":"Daten!F8231","v":0},{"$f":"Daten!G8231","v":0},null,null,0,0,0,0,0,0]
[null,8206,342,12,{"$f":"Daten!F8235","v":0},{"$f":"Daten!G8235","v":0},null,null,0,0,0,0,0,0]
[null,8209,343,12,{"$f":"Daten!F8238","v":0},{"$f":"Daten!G8238","v":0},null,null,0,0,0,0,0,0]
[null,8212,343,12,{"$f":"Daten!F8241","v":0},{"$f":"Daten!G8241","v":0},null,null,0,0,0,0,0,0]
[null,8215,343,12,{"$f":"Daten!F8244","v":0},{"$f":"Daten!G8244","v":0},null,null,0,0,0,0,0,0]
[null,8217,343,12,{"$f":"Daten!F8246","v":0},{"$f":"Daten!G8246","v":0},null,null,0,0,0,0,0,0]
[null,8220,343,12,{"$f":"Daten!F8249","v":0},{"$f":"Daten!G8249","v":0},null,null,0,0,0,0,0,0]
[null,8224,343,12,{"$f":"Daten!F8253","v":0},{"$f":"Daten!G8253","v":0},null,null,0,0,0,0,0,0]
[null,8227,343,12,{"$f":"Daten!F8256","v":0},{"$f":"Daten!G8256","v":0},null,null,0,0,0,0,0,0]
[null,8231,343,12,{"$f":"Daten!F8260","v":0},{"$f":"Daten!G8260","v":0},null,null,0,0,0,0,0,0]
[null,8234,344,12,{"$f":"Daten!F8263","v":0},{"$f":"Daten!G8263","v":0},null,null,0,0,0,0,0,0]
[null,8236,344,12,{"$f":"Daten!F8265","v":0},{"$f":"Daten!G8265","v":0},null,null,0,0,0,0,0,0]
[null,8239,344,12,{"$f":"Daten!F8268","v":0},{"$f":"Daten!G8268","v":0},null,null,0,0,0,0,0,0]
[null,8242,344,12,{"$f":"Daten!F8271","v":0},{"$f":"Daten!G8271","v":0},null,null,0,0,0,0,0,0]
[null,8246,344,12,{"$f":"Daten!F8275","v":0},{"$f":"Daten!G8275","v":0},null,null,0,0,0,0,0,0]
[null,8249,344,12,{"$f":"Daten!F8278","v":0},{"$f":"Daten!G8278","v":0},null,null,0,0,0,0,0,0]
[null,8252,344,12,{"$f":"Daten!F8281","v":0},{"$f":"Daten!G8281","v":0},null,null,0,0,0,0,0,0]
[null,8256,344,12,{"$f":"Daten!F8285","v":0},{"$f":"Daten!G8285","v":0},null,null,0,0,0,0,0,0]
[null,8257,345,12,{"$f":"Daten!F8286","v":0},{"$f":"Daten!G8286","v":0},null,null,0,{"$f":"MIN(E8273,F8273+I8273)","v":0},{"$f":"E8273-J8273","v":0},{"$f":"MIN((F8273-J8273),BatteriespeicherWh-I8273)","v":0},0,{"$f":"IF(L8273>0,I8273+L8273*Wirkungsgrad,I8273+L8273)","v":0}]
[null,8261,345,12,{"$f":"Daten!F8290","v":0},{"$f":"Daten!G8290","v":0},null,null,0,0,0,0,0,0]
[null,8262,345,12,{"$f":"Daten!F8291","v":0},{"$f":"Daten!G8291","v":0},null,null,0,0,0,0,0,0]
[null,8263,345,12,{"$f":"Daten!F8292","v":0},{"$f":"Daten!G8292","v":0},null,null,0,0,0,0,0,0]
[null,8264,345,12,{"$f":"Daten!F8293","v":0},{"$f":"Daten!G8293","v":0},null,null,0,0,0,0,0,0]
[null,8265,345,12,{"$f":"Daten!F8294","v":0},{"$f":"Daten!G8294","v":0},null,null,0,0,0,0,0,0]
[null,8266,345,12,{"$f":"Daten!F8295","v":0},{"$f":"Daten!G8295","v":0},null,null,0,0,0,0,0,0]
[null,8267,345,12,{"$f":"Daten!F8296","v":0},{"$f":"Daten!G8296","v":0},null,null,0,0,0,0,0,0]
[null,8268,345,12,{"$f":"Daten!F8297","v":0},{"$f":"Daten!G8297","v":0},null,null,0,0,0,0,0,0]
[null,8269,345,12,{"$f":"Daten!F8298","v":0},{"$f":"Daten!G8298","v":0},null,null,0,0,0,0,0,0]
[null,8270,345,12,{"$f":"Daten!F8299","v":0},{"$f":"Daten!G8299","v":0},null,null,0,0,0,0,0,0]
[null,8271,345,12,{"$f":"Daten!F8300","v":0},{"$f":"Daten!G8300","v":0},null,null,0,0,0,0,0,0]
[null,8272,345,12,{"$f":"Daten!F8301","v":0},{"$f":"Daten!G8301","v":0},null,null,0,0,0,0,0,0]
[null,8273,345,12,{"$f":"Daten!F8302","v":0},{"$f":"Daten!G8302","v":0},null,null,0,0,0,0,0,0]
[null,8274,345,12,{"$f":"Daten!F8303","v":0},{"$f":"Daten!G8303","v":0},null,null,0,0,0,0,0,0]
[null,8275,345,12,{"$f":"Daten!F8304","v":0},{"$f":"Daten!G8304","v":0},null,null,0,0,0,0,0,0]
[null,8276,345,12,{"$f":"Daten!F8305","v":0},{"$f":"Daten!G8305","v":0},null,null,0,0,0,0,0,0]
[null,8277,345,12,{"$f":"Daten!F8306","v":0},{"$f":"Daten!G8306","v":0},null,null,0,0,0,0,0,0]
[null,8278,345,12,{"$f":"Daten!F8307","v":0},{"$f":"Daten!G8307","v":0},null,null,0,0,0,0,0,0]
[null,8279,345,12,{"$f":"Daten!F8308","v":0},{"$f":"Daten!G8308","v":0},null,null,0,0,0,0,0,0]
[null,8280,345,12,{"$f":"Daten!F8309","v":0},{"$f":"Daten!G8309","v":0},null,null,0,0,0,0,0,0]
[null,8281,346,12,{"$f":"Daten!F8310","v":0},{"$f":"Daten!G8310","v":0},null,null,0,0,0,0,0,0]
[null,8282,346,12,{"$f":"Daten!F8311","v":0},{"$f":"Daten!G8311","v":0},null,null,0,0,0,0,0,0]
[null,8283,346,12,{"$f":"Daten!F8312","v":0},{"$f":"Daten!G8312","v":0},null,null,0,0,0,0,0,0]
[null,8284,346,12,{"$f":"Daten!F8313","v":0},{"$f":"Daten!G8313","v":0},null,null,0,0,0,0,0,0]
[null,8285,346,12,{"$f":"Daten!F8314","v":0},{"$f":"Daten!G8314","v":0},null,null,0,0,0,0,0,0]
[null,8286,346,12,{"$f":"Daten!F8315","v":0},{"$f":"Daten!G8315","v":0},null,null,0,0,0,0,0,0]
[null,8287,346,12,{"$f":"Daten!F8316","v":0},{"$f":"Daten!G8316","v":0},null,null,0,0,0,0,0,0]
[null,8288,346,12,{"$f":"Daten!F8317","v":0},{"$f":"Daten!G8317","v":0},null,null,0,0,0,0,0,0]
[null,8289,346,12,{"$f":"Daten!F8318","v":0},{"$f":"Daten!G8318","v":0},null,null,0,0,0,0,0,0]
[null,8290,346,12,{"$f":"Daten!F8319","v":0},{"$f":"Daten!G8319","v":0},null,null,0,0,0,0,0,0]
[null,8291,346,12,{"$f":"Daten!F8320","v":0},{"$f":"Daten!G8320","v":0},null,null,0,0,0,0,0,0]
[null,8292,346,12,{"$f":"Daten!F8321","v":0},{"$f":"Daten!G8321","v":0},null,null,0,0,0,0,0,0]
[null,8293,346,12,{"$f":"Daten!F8322","v":0},{"$f":"Daten!G8322","v":0},null,null,0,0,0,0,0,0]
[null,8294,346,12,{"$f":"Daten!F8323","v":0},{"$f":"Daten!G8323","v":0},null,null,0,0,0,0,0,0]
[null,8295,346,12,{"$f":"Daten!F8324","v":0},{"$f":"Daten!G8324","v":0},null,null,0,0,0,0,0,0]
[null,8296,346,12,{"$f":"Daten!F8325","v":0},{"$f":"Daten!G8325","v":0},null,null,0,0,0,0,0,0]
[null,8297,346,12,{"$f":"Daten!F8326","v":0},{"$f":"Daten!G8326","v":0},null,null,0,0,0,0,0,0]
[null,8298,346,12,{"$f":"Daten!F8327","v":0},{"$f":"Daten!G8327","v":0},null,null,0,0,0,0,0,0]
[null,8299,346,12,{"$f":"Daten!F8328","v":0},{"$f":"Daten!G8328","v":0},null,null,0,0,0,0,0,0]
[null,8300,346,12,{"$f":"Daten!F8329","v":0},{"$f":"Daten!G8329","v":0},null,null,0,0,0,0,0,0]
[null,8301,346,12,{"$f":"Daten!F8330","v":0},{"$f":"Daten!G8330","v":0},null,null,0,0,0,0,0,0]
[null,8302,346,12,{"$f":"Daten!F8331","v":0},{"$f":"Daten!G8331","v":0},null,null,0,0,0,0,0,0]
[null,8303,346,12,{"$f":"Daten!F8332","v":0},{"$f":"Daten!G8332","v":0},null,null,0,0,0,0,0,0]
[null,8304,346,12,{"$f":"Daten!F8333","v":0},{"$f":"Daten!G8333","v":0},null,null,0,0,0,0,0,0]
[null,8305,347,12,{"$f":"Daten!F8334","v":0},{"$f":"Daten!G8334","v":0},null,null,0,0,0,0,0,0]
[null,8306,347,12,{"$f":"Daten!F8335","v":0},{"$f":"Daten!G8335","v":0},null,null,0,0,0,0,0,0]
[null,8307,347,12,{"$f":"Daten!F8336","v":0},{"$f":"Daten!G8336","v":0},null,null,0,0,0,0,0,0]
[null,8308,347,12,{"$f":"Daten!F8337","v":0},{"$f":"Daten!G8337","v":0},null,null,0,0,0,0,0,0]
[null,8309,347,12,{"$f":"Daten!F8338","v":0},{"$f":"Daten!G8338","v":0},null,null,0,0,0,0,0,0]
[null,8310,347,12,{"$f":"Daten!F8339","v":0},{"$f":"Daten!G8339","v":0},null,null,0,0,0,0,0,0]
[null,8311,347,12,{"$f":"Daten!F8340","v":0},{"$f":"Daten!G8340","v":0},null,null,0,0,0,0,0,0]
[null,8312,347,12,{"$f":"Daten!F8341","v":0},{"$f":"Daten!G8341","v":0},null,null,0,0,0,0,0,0]
[null,8313,347,12,{"$f":"Daten!F8342","v":0},{"$f":"Daten!G8342","v":0},null,null,0,0,0,0,0,0]
[null,8314,347,12,{"$f":"Daten!F8343","v":0},{"$f":"Daten!G8343","v":0},null,null,0,0,0,0,0,0]
[null,8315,347,12,{"$f":"Daten!F8344","v":0},{"$f":"Daten!G8344","v":0},null,null,0,0,0,0,0,0]
[null,8316,347,12,{"$f":"Daten!F8345","v":0},{"$f":"Daten!G8345","v":0},null,null,0,0,0,0,0,0]
[null,8317,347,12,{"$f":"Daten!F8346","v":0},{"$f":"Daten!G8346","v":0},null,null,0,0,0,0,0,0]
[null,8318,347,12,{"$f":"Daten!F8347","v":0},{"$f":"Daten!G8347","v":0},null,null,0,0,0,0,0,0]
[null,8319,347,12,{"$f":"Daten!F8348","v":0},{"$f":"Daten!G8348","v":0},null,null,0,0,0,0,0,0]
[null,8320,347,12,{"$f":"Daten!F8349","v":0},{"$f":"Daten!G8349","v":0},null,null,0,0,0,0,0,0]
[null,8321,347,12,{"$f":"Daten!F8350","v":0},{"$f":"Daten!G8350","v":0},null,null,0,{"$f":"MIN(E8337,F8337+I8337)","v":0},{"$f":"E8337-J8337","v":0},{"$f":"MIN((F8337-J8337),BatteriespeicherWh-I8337)","v":0},0,{"$f":"IF(L8337>0,I8337+L8337*Wirkungsgrad,I8337+L8337)","v":0}]
[null,8322,{"$f":"CEILING(B8338/24,1)","v":347},{"$f":"MONTH(C8338)","v":12},{"$f":"Daten!F8351","v":0},{"$f":"Daten!G8351","v":0},null,null,{"$f":"N8337","v":0},0,0,0,{"$f":"F8338-(J8338+L8338)","v":0},0]
[null,8323,347,12,{"$f":"Daten!F8352","v":0},{"$f":"Daten!G8352","v":0},null,null,0,0,0,0,0,0]
[null,8324,347,12,{"$f":"Daten!F8353","v":0},{"$f":"Daten!G8353","v":0},null,null,0,0,0,0,0,0]
[null,8325,347,12,{"$f":"Daten!F8354","v":0},{"$f":"Daten!G8354","v":0},null,null,0,0,0,0,0,0]
[null,8326,347,12,{"$f":"Daten!F8355","v":0},{"$f":"Daten!G8355","v":0},null,null,0,0,0,0,0,0]
[null,8327,347,12,{"$f":"Daten!F8356","v":0},{"$f":"Daten!G8356","v":0},null,null,0,0,0,0,0,0]
[null,8328,347,12,{"$f":"Daten!F8357","v":0},{"$f":"Daten!G8357","v":0},null,null,0,0,0,0,0,0]
[null,8329,348,12,{"$f":"Daten!F8358","v":0},{"$f":"Daten!G8358","v":0},null,null,0,0,0,0,0,0]
[null,8330,348,12,{"$f":"Daten!F8359","v":0},{"$f":"Daten!G8359","v":0},null,null,0,0,0,0,0,0]
[null,8331,348,12,{"$f":"Daten!F8360","v":0},{"$f":"Daten!G8360","v":0},null,null,0,0,0,0,0,0]
[null,8332,348,12,{"$f":"Daten!F8361","v":0},{"$f":"Daten!G8361","v":0},null,null,0,0,0,0,0,0]
[null,8333,348,12,{"$f":"Daten!F8362","v":0},{"$f":"Daten!G8362","v":0},null,null,0,0,0,0,0,0]
[null,8334,348,12,{"$f":"Daten!F8363","v":0},{"$f":"Daten!G8363","v":0},null,null,0,0,0,0,0,0]
[null,8335,348,12,{"$f":"Daten!F8364","v":0},{"$f":"Daten!G8364","v":0},null,null,0,0,0,0,0,0]
[null,8336,348,12,{"$f":"Daten!F8365","v":0},{"$f":"Daten!G8365","v":0},null,null,0,0,0,0,0,0]
[null,8337,348,12,{"$f":"Daten!F8366","v":0},{"$f":"Daten!G8366","v":0},null,null,0,0,0,0,0,0]
[null,8338,348,12,{"$f":"Daten!F8367","v":0},{"$f":"Daten!G8367","v":0},null,null,0,0,0,0,0,0]
[null,8339,348,12,{"$f":"Daten!F8368","v":0},{"$f":"Daten!G8368","v":0},null,null,0,0,0,0,0,0]
[null,8340,348,12,{"$f":"Daten!F8369","v":0},{"$f":"Daten!G8369","v":0},null,null,0,0,0,0,0,0]
[null,8341,348,12,{"$f":"Daten!F8370","v":0},{"$f":"Daten!G8370","v":0},null,null,0,0,0,0,0,0]
[null,8342,348,12,{"$f":"Daten!F8371","v":0},{"$f":"Daten!G8371","v":0},null,null,0,0,0,0,0,0]
[null,8343,348,12,{"$f":"Daten!F8372","v":0},{"$f":"Daten!G8372","v":0},null,null,0,0,0,0,0,0]
[null,8344,348,12,{"$f":"Daten!F8373","v":0},{"$f":"Daten!G8373","v":0},null,null,0,0,0,0,0,0]
[null,8345,348,12,{"$f":"Daten!F8374","v":0},{"$f":"Daten!G8374","v":0},null,null,0,0,0,0,0,0]
[null,8346,348,12,{"$f":"Daten!F8375","v":0},{"$f":"Daten!G8375","v":0},null,null,0,0,0,0,0,0]
[null,8347,348,12,{"$f":"Daten!F8376","v":0},{"$f":"Daten!G8376","v":0},null,null,0,0,0,0,0,0]
[null,8348,348,12,{"$f":"Daten!F8377","v":0},{"$f":"Daten!G8377","v":0},null,null,0,0,0,0,0,0]
[null,8349,348,12,{"$f":"Daten!F8378","v":0},{"$f":"Daten!G8378","v":0},null,null,0,0,0,0,0,0]
[null,8350,348,12,{"$f":"Daten!F8379","v":0},{"$f":"Daten!G8379","v":0},null,null,0,0,0,0,0,0]
[null,8351,348,12,{"$f":"Daten!F8380","v":0},{"$f":"Daten!G8380","v":0},null,null,0,0,0,0,0,0]
[null,8352,348,12,{"$f":"Daten!F8381","v":0},{"$f":"Daten!G8381","v":0},null,null,0,0,0,0,0,0]
[null,8353,349,12,{"$f":"Daten!F8382","v":0},{"$f":"Daten!G8382","v":0},null,null,0,0,0,0,0,0]
[null,8354,349,12,{"$f":"Daten!F8383","v":0},{"$f":"Daten!G8383","v":0},null,null,0,0,0,0,0,0]
[null,8355,349,12,{"$f":"Daten!F8384","v":0},{"$f":"Daten!G8384","v":0},null,null,0,0,0,0,0,0]
[null,8356,349,12,{"$f":"Daten!F8385","v":0},{"$f":"Daten!G8385","v":0},null,null,0,0,0,0,0,0]
[null,8357,349,12,{"$f":"Daten!F8386","v":0},{"$f":"Daten!G8386","v":0},null,null,0,0,0,0,0,0]
[null,8358,349,12,{"$f":"Daten!F8387","v":0},{"$f":"Daten!G8387","v":0},null,null,0,0,0,0,0,0]
[null,8359,349,12,{"$f":"Daten!F8388","v":0},{"$f":"Daten!G8388","v":0},null,null,0,0,0,0,0,0]
[null,8360,349,12,{"$f":"Daten!F8389","v":0},{"$f":"Daten!G8389","v":0},null,null,0,0,0,0,0,0]
[null,8361,349,12,{"$f":"Daten!F8390","v":0},{"$f":"Daten!G8390","v":0},null,null,0,0,0,0,0,0]
[null,8362,349,12,{"$f":"Daten!F8391","v":0},{"$f":"Daten!G8391","v":0},null,null,0,0,0,0,0,0]
[null,8363,349,12,{"$f":"Daten!F8392","v":0},{"$f":"Daten!G8392","v":0},null,null,0,0,0,0,0,0]
[null,8364,349,12,{"$f":"Daten!F8393","v":0},{"$f":"Daten!G8393","v":0},null,null,0,0,0,0,0,0]
[null,8365,349,12,{"$f":"Daten!F8394","v":0},{"$f":"Daten!G8394","v":0},null,null,0,0,0,0,0,0]
[null,8366,349,12,{"$f":"Daten!F8395","v":0},{"$f":"Daten!G8395","v":0},null,null,0,0,0,0,0,0]
[null,8367,349,12,{"$f":"Daten!F8396","v":0},{"$f":"Daten!G8396","v":0},null,null,0,0,0,0,0,0]
[null,8368,349,12,{"$f":"Daten!F8397","v":0},{"$f":"Daten!G8397","v":0},null,null,0,0,0,0,0,0]
[null,8369,349,12,{"$f":"Daten!F8398","v":0},{"$f":"Daten!G8398","v":0},null,null,0,0,0,0,0,0]
[null,8370,349,12,{"$f":"Daten!F8399","v":0},{"$f":"Daten!G8399","v":0},null,null,0,0,0,0,0,0]
[null,8371,349,12,{"$f":"Daten!F8400","v":0},{"$f":"Daten!G8400","v":0},null,null,0,0,0,0,0,0]
[null,8372,349,12,{"$f":"Daten!F8401","v":0},{"$f":"Daten!G8401","v":0},null,null,0,0,0,0,0,0]
[null,8373,349,12,{"$f":"Daten!F8402","v":0},{"$f":"Daten!G8402","v":0},null,null,0,0,0,0,0,0]
[null,8374,349,12,{"$f":"Daten!F8403","v":0},{"$f":"Daten!G8403","v":0},null,null,0,0,0,0,0,0]
[null,8375,349,12,{"$f":"Daten!F8404","v":0},{"$f":"Daten!G8404","v":0},null,null,0,0,0,0,0,0]
[null,8376,349,12,{"$f":"Daten!F8405","v":0},{"$f":"Daten!G8405","v":0},null,null,0,0,0,0,0,0]
[null,8377,350,12,{"$f":"Daten!F8406","v":0},{"$f":"Daten!G8406","v":0},null,null,0,0,0,0,0,0]
[null,8378,350,12,{"$f":"Daten!F8407","v":0},{"$f":"Daten!G8407","v":0},null,null,0,0,0,0,0,0]
[null,8379,350,12,{"$f":"Daten!F8408","v":0},{"$f":"Daten!G8408","v":0},null,null,0,0,0,0,0,0]
[null,8380,350,12,{"$f":"Daten!F8409","v":0},{"$f":"Daten!G8409","v":0},null,null,0,0,0,0,0,0]
[null,8381,350,12,{"$f":"Daten!F8410","v":0},{"$f":"Daten!G8410","v":0},null,null,0,0,0,0,0,0]
[null,8382,350,12,{"$f":"Daten!F8411","v":0},{"$f":"Daten!G8411","v":0},null,null,0,0,0,0,0,0]
[null,8383,350,12,{"$f":"Daten!F8412","v":0},{"$f":"Daten!G8412","v":0},null,null,0,0,0,0,0,0]
[null,8384,350,12,{"$f":"Daten!F8413","v":0},{"$f":"Daten!G8413","v":0},null,null,0,0,0,0,0,0]
[null,8385,350,12,{"$f":"Daten!F8414","v":0},{"$f":"Daten!G8414","v":0},null,null,0,{"$f":"MIN(E8401,F8401+I8401)","v":0},{"$f":"E8401-J8401","v":0},{"$f":"MIN((F8401-J8401),BatteriespeicherWh-I8401)","v":0},0,{"$f":"IF(L8401>0,I8401+L8401*Wirkungsgrad,I8401+L8401)","v":0}]
[null,8386,{"$f":"CEILING(B8402/24,1)","v":350},{"$f":"MONTH(C8402)","v":12},{"$f":"Daten!F8415","v":0},{"$f":"Daten!G8415","v":0},null,null,{"$f":"N8401","v":0},0,0,0,{"$f":"F8402-(J8402+L8402)","v":0},0]
[null,8387,350,12,{"$f":"Daten!F8416","v":0},{"$f":"Daten!G8416","v":0},null,null,0,0,0,0,0,0]
[null,8388,350,12,{"$f":"Daten!F8417","v":0},{"$f":"Daten!G8417","v":0},null,null,0,0,0,0,0,0]
[null,8389,350,12,{"$f":"Daten!F8418","v":0},{"$f":"Daten!G8418","v":0},null,null,0,0,0,0,0,0]
[null,8390,350,12,{"$f":"Daten!F8419","v":0},{"$f":"Daten!G8419","v":0},null,null,0,0,0,0,0,0]
[null,8391,350,12,{"$f":"Daten!F8420","v":0},{"$f":"Daten!G8420","v":0},null,null,0,0,0,0,0,0]
[null,8392,350,12,{"$f":"Daten!F8421","v":0},{"$f":"Daten!G8421","v":0},null,null,0,0,0,0,0,0]
[null,8393,350,12,{"$f":"Daten!F8422","v":0},{"$f":"Daten!G8422","v":0},null,null,0,0,0,0,0,0]
[null,8394,350,12,{"$f":"Daten!F8423","v":0},{"$f":"Daten!G8423","v":0},null,null,0,0,0,0,0,0]
[null,8395,350,12,{"$f":"Daten!F8424","v":0},{"$f":"Daten!G8424","v":0},null,null,0,0,0,0,0,0]
[null,8396,350,12,{"$f":"Daten!F8425","v":0},{"$f":"Daten!G8425","v":0},null,null,0,0,0,0,0,0]
[null,8397,350,12,{"$f":"Daten!F8426","v":0},{"$f":"Daten!G8426","v":0},null,null,0,0,0,0,0,0]
[null,8398,350,12,{"$f":"Daten!F8427","v":0},{"$f":"Daten!G8427","v":0},null,null,0,0,0,0,0,0]
[null,8399,350,12,{"$f":"Daten!F8428","v":0},{"$f":"Daten!G8428","v":0},null,null,0,0,0,0,0,0]
[null,8400,350,12,{"$f":"Daten!F8429","v":0},{"$f":"Daten!G8429","v":0},null,null,0,0,0,0,0,0]
[null,8401,351,12,{"$f":"Daten!F8430","v":0},{"$f":"Daten!G8430","v":0},null,null,0,0,0,0,0,0]
[null,8402,351,12,{"$f":"Daten!F8431","v":0},{"$f":"Daten!G8431","v":0},null,null,0,0,0,0,0,0]
[null,8403,351,12,{"$f":"Daten!F8432","v":0},{"$f":"Daten!G8432","v":0},null,null,0,0,0,0,0,0]
[null,8404,351,12,{"$f":"Daten!F8433","v":0},{"$f":"Daten!G8433","v":0},null,null,0,0,0,0,0,0]
[null,8405,351,12,{"$f":"Daten!F8434","v":0},{"$f":"Daten!G8434","v":0},null,null,0,0,0,0,0,0]
[null,8406,351,12,{"$f":"Daten!F8435","v":0},{"$f":"Daten!G8435","v":0},null,null,0,0,0,0,0,0]
[null,8407,351,12,{"$f":"Daten!F8436","v":0},{"$f":"Daten!G8436","v":0},null,null,0,0,0,0,0,0]
[null,8408,351,12,{"$f":"Daten!F8437","v":0},{"$f":"Daten!G8437","v":0},null,null,0,0,0,0,0,0]
[null,8409,351,12,{"$f":"Daten!F8438","v":0},{"$f":"Daten!G8438","v":0},null,null,0,0,0,0,0,0]
[null,8410,351,12,{"$f":"Daten!F8439","v":0},{"$f":"Daten!G8439","v":0},null,null,0,0,0,0,0,0]
[null,8411,351,12,{"$f":"Daten!F8440","v":0},{"$f":"Daten!G8440","v":0},null,null,0,0,0,0,0,0]
[null,8412,351,12,{"$f":"Daten!F8441","v":0},{"$f":"Daten!G8441","v":0},null,null,0,0,0,0,0,0]
[null,8413,351,12,{"$f":"Daten!F8442","v":0},{"$f":"Daten!G8442","v":0},null,null,0,0,0,0,0,0]
[null,8414,351,12,{"$f":"Daten!F8443","v":0},{"$f":"Daten!G8443","v":0},null,null,0,0,0,0,0,0]
[null,8415,351,12,{"$f":"Daten!F8444","v":0},{"$f":"Daten!G8444","v":0},null,null,0,0,0,0,0,0]
[null,8416,351,12,{"$f":"Daten!F8445","v":0},{"$f":"Daten!G8445","v":0},null,null,0,0,0,0,0,0]
[null,8417,351,12,{"$f":"Daten!F8446","v":0},{"$f":"Daten!G8446","v":0},null,null,0,0,0,0,0,0]
[null,8418,351,12,{"$f":"Daten!F8447","v":0},{"$f":"Daten!G8447","v":0},null,null,0,0,0,0,0,0]
[null,8419,351,12,{"$f":"Daten!F8448","v":0},{"$f":"Daten!G8448","v":0},null,null,0,0,0,0,0,0]
[null,8420,351,12,{"$f":"Daten!F8449","v":0},{"$f":"Daten!G8449","v":0},null,null,0,0,0,0,0,0]
[null,8421,351,12,{"$f":"Daten!F8450","v":0},{"$f":"Daten!G8450","v":0},null,null,0,0,0,0,0,0]
[null,8422,351,12,{"$f":"Daten!F8451","v":0},{"$f":"Daten!G8451","v":0},null,null,0,0,0,0,0,0]
[null,8423,351,12,{"$f":"Daten!F8452","v":0},{"$f":"Daten!G8452","v":0},null,null,0,0,0,0,0,0]
[null,8424,351,12,{"$f":"Daten!F8453","v":0},{"$f":"Daten!G8453","v":0},null,null,0,0,0,0,0,0]
[null,8425,352,12,{"$f":"Daten!F8454","v":0},{"$f":"Daten!G8454","v":0},null,null,0,0,0,0,0,0]
[null,8426,352,12,{"$f":"Daten!F8455","v":0},{"$f":"Daten!G8455","v":0},null,null,0,0,0,0,0,0]
[null,8427,352,12,{"$f":"Daten!F8456","v":0},{"$f":"Daten!G8456","v":0},null,null,0,0,0,0,0,0]
[null,8428,352,12,{"$f":"Daten!F8457","v":0},{"$f":"Daten!G8457","v":0},null,null,0,0,0,0,0,0]
[null,8429,352,12,{"$f":"Daten!F8458","v":0},{"$f":"Daten!G8458","v":0},null,null,0,0,0,0,0,0]
[null,8430,352,12,{"$f":"Daten!F8459","v":0},{"$f":"Daten!G8459","v":0},null,null,0,0,0,0,0,0]
[null,8431,352,12,{"$f":"Daten!F8460","v":0},{"$f":"Daten!G8460","v":0},null,null,0,0,0,0,0,0]
[null,8432,352,12,{"$f":"Daten!F8461","v":0},{"$f":"Daten!G8461","v":0},null,null,0,0,0,0,0,0]
[null,8433,352,12,{"$f":"Daten!F8462","v":0},{"$f":"Daten!G8462","v":0},null,null,0,0,0,0,0,0]
[null,8434,352,12,{"$f":"Daten!F8463","v":0},{"$f":"Daten!G8463","v":0},null,null,0,0,0,0,0,0]
[null,8435,352,12,{"$f":"Daten!F8464","v":0},{"$f":"Daten!G8464","v":0},null,null,0,0,0,0,0,0]
[null,8436,352,12,{"$f":"Daten!F8465","v":0},{"$f":"Daten!G8465","v":0},null,null,0,0,0,0,0,0]
[null,8437,352,12,{"$f":"Daten!F8466","v":0},{"$f":"Daten!G8466","v":0},null,null,0,0,0,0,0,0]
[null,8438,352,12,{"$f":"Daten!F8467","v":0},{"$f":"Daten!G8467","v":0},null,null,0,0,0,0,0,0]
[null,8439,352,12,{"$f":"Daten!F8468","v":0},{"$f":"Daten!G8468","v":0},null,null,0,0,0,0,0,0]
[null,8440,352,12,{"$f":"Daten!F8469","v":0},{"$f":"Daten!G8469","v":0},null,null,0,0,0,0,0,0]
[null,8441,352,12,{"$f":"Daten!F8470","v":0},{"$f":"Daten!G8470","v":0},null,null,0,0,0,0,0,0]
[null,8442,352,12,{"$f":"Daten!F8471","v":0},{"$f":"Daten!G8471","v":0},null,null,0,0,0,0,0,0]
[null,8443,352,12,{"$f":"Daten!F8472","v":0},{"$f":"Daten!G8472","v":0},null,null,0,0,0,0,0,0]
[null,8444,352,12,{"$f":"Daten!F8473","v":0},{"$f":"Daten!G8473","v":0},null,null,0,0,0,0,0,0]
[null,8445,352,12,{"$f":"Daten!F8474","v":0},{"$f":"Daten!G8474","v":0},null,null,0,0,0,0,0,0]
[null,8446,352,12,{"$f":"Daten!F8475","v":0},{"$f":"Daten!G8475","v":0},null,null,0,0,0,0,0,0]
[null,8447,352,12,{"$f":"Daten!F8476","v":0},{"$f":"Daten!G8476","v":0},null,null,0,0,0,0,0,0]
[null,8448,352,12,{"$f":"Daten!F8477","v":0},{"$f":"Daten!G8477","v":0},null,null,0,0,0,0,0,0]
[null,8449,353,12,{"$f":"Daten!F8478","v":0},{"$f":"Daten!G8478","v":0},null,null,0,{"$f":"MIN(E8465,F8465+I8465)","v":0},{"$f":"E8465-J8465","v":0},{"$f":"MIN((F8465-J8465),BatteriespeicherWh-I8465)","v":0},0,{"$f":"IF(L8465>0,I8465+L8465*Wirkungsgrad,I8465+L8465)","v":0}]
[null,8450,{"$f":"CEILING(B8466/24,1)","v":353},{"$f":"MONTH(C8466)","v":12},{"$f":"Daten!F8479","v":0},{"$f":"Daten!G8479","v":0},null,null,{"$f":"N8465","v":0},0,0,0,{"$f":"F8466-(J8466+L8466)","v":0},0]
[null,8451,353,12,{"$f":"Daten!F8480","v":0},{"$f":"Daten!G8480","v":0},null,null,0,0,0,0,0,0]
[null,8452,353,12,{"$f":"Daten!F8481","v":0},{"$f":"Daten!G8481","v":0},null,null,0,0,0,0,0,0]
[null,8453,353,12,{"$f":"Daten!F8482","v":0},{"$f":"Daten!G8482","v":0},null,null,0,0,0,0,0,0]
[null,8454,353,12,{"$f":"Daten!F8483","v":0},{"$f":"Daten!G8483","v":0},null,null,0,0,0,0,0,0]
[null,8455,353,12,{"$f":"Daten!F8484","v":0},{"$f":"Daten!G8484","v":0},null,null,0,0,0,0,0,0]
[null,8456,353,12,{"$f":"Daten!F8485","v":0},{"$f":"Daten!G8485","v":0},null,null,0,0,0,0,0,0]
[null,8457,353,12,{"$f":"Daten!F8486","v":0},{"$f":"Daten!G8486","v":0},null,null,0,0,0,0,0,0]
[null,8458,353,12,{"$f":"Daten!F8487","v":0},{"$f":"Daten!G8487","v":0},null,null,0,0,0,0,0,0]
[null,8459,353,12,{"$f":"Daten!F8488","v":0},{"$f":"Daten!G8488","v":0},null,null,0,0,0,0,0,0]
[null,8460,353,12,{"$f":"Daten!F8489","v":0},{"$f":"Daten!G8489","v":0},null,null,0,0,0,0,0,0]
[null,8461,353,12,{"$f":"Daten!F8490","v":0},{"$f":"Daten!G8490","v":0},null,null,0,0,0,0,0,0]
[null,8462,353,12,{"$f":"Daten!F8491","v":0},{"$f":"Daten!G8491","v":0},null,null,0,0,0,0,0,0]
[null,8463,353,12,{"$f":"Daten!F8492","v":0},{"$f":"Daten!G8492","v":0},null,null,0,0,0,0,0,0]
[null,8464,353,12,{"$f":"Daten!F8493","v":0},{"$f":"Daten!G8493","v":0},null,null,0,0,0,0,0,0]
[null,8465,353,12,{"$f":"Daten!F8494","v":0},{"$f":"Daten!G8494","v":0},null,null,0,0,0,0,0,0]
[null,8466,353,12,{"$f":"Daten!F8495","v":0},{"$f":"Daten!G8495","v":0},null,null,0,0,0,0,0,0]
[null,8467,353,12,{"$f":"Daten!F8496","v":0},{"$f":"Daten!G8496","v":0},null,null,0,0,0,0,0,0]
[null,8468,353,12,{"$f":"Daten!F8497","v":0},{"$f":"Daten!G8497","v":0},null,null,0,0,0,0,0,0]
[null,8469,353,12,{"$f":"Daten!F8498","v":0},{"$f":"Daten!G8498","v":0},null,null,0,0,0,0,0,0]
[null,8470,353,12,{"$f":"Daten!F8499","v":0},{"$f":"Daten!G8499","v":0},null,null,0,0,0,0,0,0]
[null,8471,353,12,{"$f":"Daten!F8500","v":0},{"$f":"Daten!G8500","v":0},null,null,0,0,0,0,0,0]
[null,8472,353,12,{"$f":"Daten!F8501","v":0},{"$f":"Daten!G8501","v":0},null,null,0,0,0,0,0,0]
[null,8473,354,12,{"$f":"Daten!F8502","v":0},{"$f":"Daten!G8502","v":0},null,null,0,0,0,0,0,0]
[null,8474,354,12,{"$f":"Daten!F8503","v":0},{"$f":"Daten!G8503","v":0},null,null,0,0,0,0,0,0]
[null,8475,354,12,{"$f":"Daten!F8504","v":0},{"$f":"Daten!G8504","v":0},null,null,0,0,0,0,0,0]
[null,8476,354,12,{"$f":"Daten!F8505","v":0},{"$f":"Daten!G8505","v":0},null,null,0,0,0,0,0,0]
[null,8477,354,12,{"$f":"Daten!F8506","v":0},{"$f":"Daten!G8506","v":0},null,null,0,0,0,0,0,0]
[null,8478,354,12,{"$f":"Daten!F8507","v":0},{"$f":"Daten!G8507","v":0},null,null,0,0,0,0,0,0]
[null,8479,354,12,{"$f":"Daten!F8508","v":0},{"$f":"Daten!G8508","v":0},null,null,0,0,0,0,0,0]
[null,8480,354,12,{"$f":"Daten!F8509","v":0},{"$f":"Daten!G8509","v":0},null,null,0,0,0,0,0,0]
[null,8481,354,12,{"$f":"Daten!F8510","v":0},{"$f":"Daten!G8510","v":0},null,null,0,0,0,0,0,0]
[null,8482,354,12,{"$f":"Daten!F8511","v":0},{"$f":"Daten!G8511","v":0},null,null,0,0,0,0,0,0]
[null,8483,354,12,{"$f":"Daten!F8512","v":0},{"$f":"Daten!G8512","v":0},null,null,0,0,0,0,0,0]
[null,8484,354,12,{"$f":"Daten!F8513","v":0},{"$f":"Daten!G8513","v":0},null,null,0,0,0,0,0,0]
[null,8485,354,12,{"$f":"Daten!F8514","v":0},{"$f":"Daten!G8514","v":0},null,null,0,0,0,0,0,0]
[null,8486,354,12,{"$f":"Daten!F8515","v":0},{"$f":"Daten!G8515","v":0},null,null,0,0,0,0,0,0]
[null,8487,354,12,{"$f":"Daten!F8516","v":0},{"$f":"Daten!G8516","v":0},null,null,0,0,0,0,0,0]
[null,8488,354,12,{"$f":"Daten!F8517","v":0},{"$f":"Daten!G8517","v":0},null,null,0,0,0,0,0,0]
[null,8489,354,12,{"$f":"Daten!F8518","v":0},{"$f":"Daten!G8518","v":0},null,null,0,0,0,0,0,0]
[null,8490,354,12,{"$f":"Daten!F8519","v":0},{"$f":"Daten!G8519","v":0},null,null,0,0,0,0,0,0]
[null,8491,354,12,{"$f":"Daten!F8520","v":0},{"$f":"Daten!G8520","v":0},null,null,0,0,0,0,0,0]
[null,8492,354,12,{"$f":"Daten!F8521","v":0},{"$f":"Daten!G8521","v":0},null,null,0,0,0,0,0,0]
[null,8493,354,12,{"$f":"Daten!F8522","v":0},{"$f":"Daten!G8522","v":0},null,null,0,0,0,0,0,0]
[null,8494,354,12,{"$f":"Daten!F8523","v":0},{"$f":"Daten!G8523","v":0},null,null,0,0,0,0,0,0]
[null,8495,354,12,{"$f":"Daten!F8524","v":0},{"$f":"Daten!G8524","v":0},null,null,0,0,0,0,0,0]
[null,8496,354,12,{"$f":"Daten!F8525","v":0},{"$f":"Daten!G8525","v":0},null,null,0,0,0,0,0,0]
[null,8497,355,12,{"$f":"Daten!F8526","v":0},{"$f":"Daten!G8526","v":0},null,null,0,0,0,0,0,0]
[null,8498,355,12,{"$f":"Daten!F8527","v":0},{"$f":"Daten!G8527","v":0},null,null,0,0,0,0,0,0]
[null,8499,355,12,{"$f":"Daten!F8528","v":0},{"$f":"Daten!G8528","v":0},null,null,0,0,0,0,0,0]
[null,8500,355,12,{"$f":"Daten!F8529","v":0},{"$f":"Daten!G8529","v":0},null,null,0,0,0,0,0,0]
[null,8501,355,12,{"$f":"Daten!F8530","v":0},{"$f":"Daten!G8530","v":0},null,null,0,0,0,0,0,0]
[null,8502,355,12,{"$f":"Daten!F8531","v":0},{"$f":"Daten!G8531","v":0},null,null,0,0,0,0,0,0]
[null,8503,355,12,{"$f":"Daten!F8532","v":0},{"$f":"Daten!G8532","v":0},null,null,0,0,0,0,0,0]
[null,8504,355,12,{"$f":"Daten!F8533","v":0},{"$f":"Daten!G8533","v":0},null,null,0,0,0,0,0,0]
[null,8505,355,12,{"$f":"Daten!F8534","v":0},{"$f":"Daten!G8534","v":0},null,null,0,0,0,0,0,0]
[null,8506,355,12,{"$f":"Daten!F8535","v":0},{"$f":"Daten!G8535","v":0},null,null,0,0,0,0,0,0]
[null,8507,355,12,{"$f":"Daten!F8536","v":0},{"$f":"Daten!G8536","v":0},null,null,0,0,0,0,0,0]
[null,8508,355,12,{"$f":"Daten!F8537","v":0},{"$f":"Daten!G8537","v":0},null,null,0,0,0,0,0,0]
[null,8509,355,12,{"$f":"Daten!F8538","v":0},{"$f":"Daten!G8538","v":0},null,null,0,0,0,0,0,0]
[null,8510,355,12,{"$f":"Daten!F8539","v":0},{"$f":"Daten!G8539","v":0},null,null,0,0,0,0,0,0]
[null,8511,355,12,{"$f":"Daten!F8540","v":0},{"$f":"Daten!G8540","v":0},null,null,0,0,0,0,0,0]
[null,8512,355,12,{"$f":"Daten!F8541","v":0},{"$f":"Daten!G8541","v":0},null,null,0,0,0,0,0,0]
[null,8513,355,12,{"$f":"Daten!F8542","v":0},{"$f":"Daten!G8542","v":0},null,null,0,{"$f":"MIN(E8529,F8529+I8529)","v":0},{"$f":"E8529-J8529","v":0},{"$f":"MIN((F8529-J8529),BatteriespeicherWh-I8529)","v":0},0,{"$f":"IF(L8529>0,I8529+L8529*Wirkungsgrad,I8529+L8529)","v":0}]
[null,8514,{"$f":"CEILING(B8530/24,1)","v":355},{"$f":"MONTH(C8530)","v":12},{"$f":"Daten!F8543","v":0},{"$f":"Daten!G8543","v":0},null,null,{"$f":"N8529","v":0},0,0,0,{"$f":"F8530-(J8530+L8530)","v":0},0]
[null,8515,355,12,{"$f":"Daten!F8544","v":0},{"$f":"Daten!G8544","v":0},null,null,0,0,0,0,0,0]
[null,8516,355,12,{"$f":"Daten!F8545","v":0},{"$f":"Daten!G8545","v":0},null,null,0,0,0,0,0,0]
[null,8517,355,12,{"$f":"Daten!F8546","v":0},{"$f":"Daten!G8546","v":0},null,null,0,0,0,0,0,0]
[null,8518,355,12,{"$f":"Daten!F8547","v":0},{"$f":"Daten!G8547","v":0},null,null,0,0,0,0,0,0]
[null,8519,355,12,{"$f":"Daten!F8548","v":0},{"$f":"Daten!G8548","v":0},null,null,0,0,0,0,0,0]
[null,8520,355,12,{"$f":"Daten!F8549","v":0},{"$f":"Daten!G8549","v":0},null,null,0,0,0,0,0,0]
[null,8521,356,12,{"$f":"Daten!F8550","v":0},{"$f":"Daten!G8550","v":0},null,null,0,0,0,0,0,0]
[null,8522,356,12,{"$f":"Daten!F8551","v":0},{"$f":"Daten!G8551","v":0},null,null,0,0,0,0,0,0]
[null,8523,356,12,{"$f":"Daten!F8552","v":0},{"$f":"Daten!G8552","v":0},null,null,0,0,0,0,0,0]
[null,8524,356,12,{"$f":"Daten!F8553","v":0},{"$f":"Daten!G8553","v":0},null,null,0,0,0,0,0,0]
[null,8525,356,12,{"$f":"Daten!F8554","v":0},{"$f":"Daten!G8554","v":0},null,null,0,0,0,0,0,0]
[null,8526,356,12,{"$f":"Daten!F8555","v":0},{"$f":"Daten!G8555","v":0},null,null,0,0,0,0,0,0]
[null,8527,356,12,{"$f":"Daten!F8556","v":0},{"$f":"Daten!G8556","v":0},null,null,0,0,0,0,0,0]
[null,8528,356,12,{"$f":"Daten!F8557","v":0},{"$f":"Daten!G8557","v":0},null,null,0,0,0,0,0,0]
[null,8529,356,12,{"$f":"Daten!F8558","v":0},{"$f":"Daten!G8558","v":0},null,null,0,0,0,0,0,0]
[null,8530,356,12,{"$f":"Daten!F8559","v":0},{"$f":"Daten!G8559","v":0},null,null,0,0,0,0,0,0]
[null,8531,356,12,{"$f":"Daten!F8560","v":0},{"$f":"Daten!G8560","v":0},null,null,0,0,0,0,0,0]
[null,8532,356,12,{"$f":"Daten!F8561","v":0},{"$f":"Daten!G8561","v":0},null,null,0,0,0,0,0,0]
[null,8533,356,12,{"$f":"Daten!F8562","v":0},{"$f":"Daten!G8562","v":0},null,null,0,0,0,0,0,0]
[null,8534,356,12,{"$f":"Daten!F8563","v":0},{"$f":"Daten!G8563","v":0},null,null,0,0,0,0,0,0]
[null,8535,356,12,{"$f":"Daten!F8564","v":0},{"$f":"Daten!G8564","v":0},null,null,0,0,0,0,0,0]
[null,8536,356,12,{"$f":"Daten!F8565","v":0},{"$f":"Daten!G8565","v":0},null,null,0,0,0,0,0,0]
[null,8537,356,12,{"$f":"Daten!F8566","v":0},{"$f":"Daten!G8566","v":0},null,null,0,0,0,0,0,0]
[null,8538,356,12,{"$f":"Daten!F8567","v":0},{"$f":"Daten!G8567","v":0},null,null,0,0,0,0,0,0]
[null,8539,356,12,{"$f":"Daten!F8568","v":0},{"$f":"Daten!G8568","v":0},null,null,0,0,0,0,0,0]
[null,8540,356,12,{"$f":"Daten!F8569","v":0},{"$f":"Daten!G8569","v":0},null,null,0,0,0,0,0,0]
[null,8541,356,12,{"$f":"Daten!F8570","v":0},{"$f":"Daten!G8570","v":0},null,null,0,0,0,0,0,0]
[null,8542,356,12,{"$f":"Daten!F8571","v":0},{"$f":"Daten!G8571","v":0},null,null,0,0,0,0,0,0]
[null,8543,356,12,{"$f":"Daten!F8572","v":0},{"$f":"Daten!G8572","v":0},null,null,0,0,0,0,0,0]
[null,8544,356,12,{"$f":"Daten!F8573","v":0},{"$f":"Daten!G8573","v":0},null,null,0,0,0,0,0,0]
[null,8545,357,12,{"$f":"Daten!F8574","v":0},{"$f":"Daten!G8574","v":0},null,null,0,0,0,0,0,0]
[null,8546,357,12,{"$f":"Daten!F8575","v":0},{"$f":"Daten!G8575","v":0},null,null,0,0,0,0,0,0]
[null,8547,357,12,{"$f":"Daten!F8576","v":0},{"$f":"Daten!G8576","v":0},null,null,0,0,0,0,0,0]
[null,8548,357,12,{"$f":"Daten!F8577","v":0},{"$f":"Daten!G8577","v":0},null,null,0,0,0,0,0,0]
[null,8549,357,12,{"$f":"Daten!F8578","v":0},{"$f":"Daten!G8578","v":0},null,null,0,0,0,0,0,0]
[null,8550,357,12,{"$f":"Daten!F8579","v":0},{"$f":"Daten!G8579","v":0},null,null,0,0,0,0,0,0]
[null,8551,357,12,{"$f":"Daten!F8580","v":0},{"$f":"Daten!G8580","v":0},null,null,0,0,0,0,0,0]
[null,8552,357,12,{"$f":"Daten!F8581","v":0},{"$f":"Daten!G8581","v":0},null,null,0,0,0,0,0,0]
[null,8553,357,12,{"$f":"Daten!F8582","v":0},{"$f":"Daten!G8582","v":0},null,null,0,0,0,0,0,0]
[null,8554,357,12,{"$f":"Daten!F8583","v":0},{"$f":"Daten!G8583","v":0},null,null,0,0,0,0,0,0]
[null,8555,357,12,{"$f":"Daten!F8584","v":0},{"$f":"Daten!G8584","v":0},null,null,0,0,0,0,0,0]
[null,8556,357,12,{"$f":"Daten!F8585","v":0},{"$f":"Daten!G8585","v":0},null,null,0,0,0,0,0,0]
[null,8557,357,12,{"$f":"Daten!F8586","v":0},{"$f":"Daten!G8586","v":0},null,null,0,0,0,0,0,0]
[null,8558,357,12,{"$f":"Daten!F8587","v":0},{"$f":"Daten!G8587","v":0},null,null,0,0,0,0,0,0]
[null,8559,357,12,{"$f":"Daten!F8588","v":0},{"$f":"Daten!G8588","v":0},null,null,0,0,0,0,0,0]
[null,8560,357,12,{"$f":"Daten!F8589","v":0},{"$f":"Daten!G8589","v":0},null,null,0,0,0,0,0,0]
[null,8561,357,12,{"$f":"Daten!F8590","v":0},{"$f":"Daten!G8590","v":0},null,null,0,0,0,0,0,0]
[null,8562,357,12,{"$f":"Daten!F8591","v":0},{"$f":"Daten!G8591","v":0},null,null,0,0,0,0,0,0]
[null,8563,357,12,{"$f":"Daten!F8592","v":0},{"$f":"Daten!G8592","v":0},null,null,0,0,0,0,0,0]
[null,8564,357,12,{"$f":"Daten!F8593","v":0},{"$f":"Daten!G8593","v":0},null,null,0,0,0,0,0,0]
[null,8565,357,12,{"$f":"Daten!F8594","v":0},{"$f":"Daten!G8594","v":0},null,null,0,0,0,0,0,0]
[null,8566,357,12,{"$f":"Daten!F8595","v":0},{"$f":"Daten!G8595","v":0},null,null,0,0,0,0,0,0]
[null,8567,357,12,{"$f":"Daten!F8596","v":0},{"$f":"Daten!G8596","v":0},null,null,0,0,0,0,0,0]
[null,8568,357,12,{"$f":"Daten!F8597","v":0},{"$f":"Daten!G8597","v":0},null,null,0,0,0,0,0,0]
[null,8569,358,12,{"$f":"Daten!F8598","v":0},{"$f":"Daten!G8598","v":0},null,null,0,0,0,0,0,0]
[null,8570,358,12,{"$f":"Daten!F8599","v":0},{"$f":"Daten!G8599","v":0},null,null,0,0,0,0,0,0]
[null,8571,358,12,{"$f":"Daten!F8600","v":0},{"$f":"Daten!G8600","v":0},null,null,0,0,0,0,0,0]
[null,8572,358,12,{"$f":"Daten!F8601","v":0},{"$f":"Daten!G8601","v":0},null,null,0,0,0,0,0,0]
[null,8573,358,12,{"$f":"Daten!F8602","v":0},{"$f":"Daten!G8602","v":0},null,null,0,0,0,0,0,0]
[null,8574,358,12,{"$f":"Daten!F8603","v":0},{"$f":"Daten!G8603","v":0},null,null,0,0,0,0,0,0]
[null,8575,358,12,{"$f":"Daten!F8604","v":0},{"$f":"Daten!G8604","v":0},null,null,0,0,0,0,0,0]
[null,8576,358,12,{"$f":"Daten!F8605","v":0},{"$f":"Daten!G8605","v":0},null,null,0,0,0,0,0,0]
[null,8577,358,12,{"$f":"Daten!F8606","v":0},{"$f":"Daten!G8606","v":0},null,null,0,{"$f":"MIN(E8593,F8593+I8593)","v":0},{"$f":"E8593-J8593","v":0},{"$f":"MIN((F8593-J8593),BatteriespeicherWh-I8593)","v":0},0,{"$f":"IF(L8593>0,I8593+L8593*Wirkungsgrad,I8593+L8593)","v":0}]
[null,8578,{"$f":"CEILING(B8594/24,1)","v":358},{"$f":"MONTH(C8594)","v":12},{"$f":"Daten!F8607","v":0},{"$f":"Daten!G8607","v":0},null,null,{"$f":"N8593","v":0},0,0,0,{"$f":"F8594-(J8594+L8594)","v":0},0]
[null,8579,358,12,{"$f":"Daten!F8608","v":0},{"$f":"Daten!G8608","v":0},null,null,0,0,0,0,0,0]
[null,8580,358,12,{"$f":"Daten!F8609","v":0},{"$f":"Daten!G8609","v":0},null,null,0,0,0,0,0,0]
[null,8581,358,12,{"$f":"Daten!F8610","v":0},{"$f":"Daten!G8610","v":0},null,null,0,0,0,0,0,0]
[null,8582,358,12,{"$f":"Daten!F8611","v":0},{"$f":"Daten!G8611","v":0},null,null,0,0,0,0,0,0]
[null,8583,358,12,{"$f":"Daten!F8612","v":0},{"$f":"Daten!G8612","v":0},null,null,0,0,0,0,0,0]
[null,8584,358,12,{"$f":"Daten!F8613","v":0},{"$f":"Daten!G8613","v":0},null,null,0,0,0,0,0,0]
[null,8585,358,12,{"$f":"Daten!F8614","v":0},{"$f":"Daten!G8614","v":0},null,null,0,0,0,0,0,0]
[null,8586,358,12,{"$f":"Daten!F8615","v":0},{"$f":"Daten!G8615","v":0},null,null,0,0,0,0,0,0]
[null,8587,358,12,{"$f":"Daten!F8616","v":0},{"$f":"Daten!G8616","v":0},null,null,0,0,0,0,0,0]
[null,8588,358,12,{"$f":"Daten!F8617","v":0},{"$f":"Daten!G8617","v":0},null,null,0,0,0,0,0,0]
[null,8589,358,12,{"$f":"Daten!F8618","v":0},{"$f":"Daten!G8618","v":0},null,null,0,0,0,0,0,0]
[null,8590,358,12,{"$f":"Daten!F8619","v":0},{"$f":"Daten!G8619","v":0},null,null,0,0,0,0,0,0]
[null,8591,358,12,{"$f":"Daten!F8620","v":0},{"$f":"Daten!G8620","v":0},null,null,0,0,0,0,0,0]
[null,8592,358,12,{"$f":"Daten!F8621","v":0},{"$f":"Daten!G8621","v":0},null,null,0,0,0,0,0,0]
[null,8593,359,12,{"$f":"Daten!F8622","v":0},{"$f":"Daten!G8622","v":0},null,null,0,0,0,0,0,0]
[null,8594,359,12,{"$f":"Daten!F8623","v":0},{"$f":"Daten!G8623","v":0},null,null,0,0,0,0,0,0]
[null,8595,359,12,{"$f":"Daten!F8624","v":0},{"$f":"Daten!G8624","v":0},null,null,0,0,0,0,0,0]
[null,8596,359,12,{"$f":"Daten!F8625","v":0},{"$f":"Daten!G8625","v":0},null,null,0,0,0,0,0,0]
[null,8597,359,12,{"$f":"Daten!F8626","v":0},{"$f":"Daten!G8626","v":0},null,null,0,0,0,0,0,0]
[null,8598,359,12,{"$f":"Daten!F8627","v":0},{"$f":"Daten!G8627","v":0},null,null,0,0,0,0,0,0]
[null,8599,359,12,{"$f":"Daten!F8628","v":0},{"$f":"Daten!G8628","v":0},null,null,0,0,0,0,0,0]
[null,8600,359,12,{"$f":"Daten!F8629","v":0},{"$f":"Daten!G8629","v":0},null,null,0,0,0,0,0,0]
[null,8601,359,12,{"$f":"Daten!F8630","v":0},{"$f":"Daten!G8630","v":0},null,null,0,0,0,0,0,0]
[null,8602,359,12,{"$f":"Daten!F8631","v":0},{"$f":"Daten!G8631","v":0},null,null,0,0,0,0,0,0]
[null,8603,359,12,{"$f":"Daten!F8632","v":0},{"$f":"Daten!G8632","v":0},null,null,0,0,0,0,0,0]
[null,8604,359,12,{"$f":"Daten!F8633","v":0},{"$f":"Daten!G8633","v":0},null,null,0,0,0,0,0,0]
[null,8605,359,12,{"$f":"Daten!F8634","v":0},{"$f":"Daten!G8634","v":0},null,null,0,0,0,0,0,0]
[null,8606,359,12,{"$f":"Daten!F8635","v":0},{"$f":"Daten!G8635","v":0},null,null,0,0,0,0,0,0]
[null,8607,359,12,{"$f":"Daten!F8636","v":0},{"$f":"Daten!G8636","v":0},null,null,0,0,0,0,0,0]
[null,8608,359,12,{"$f":"Daten!F8637","v":0},{"$f":"Daten!G8637","v":0},null,null,0,0,0,0,0,0]
[null,8609,359,12,{"$f":"Daten!F8638","v":0},{"$f":"Daten!G8638","v":0},null,null,0,0,0,0,0,0]
[null,8610,359,12,{"$f":"Daten!F8639","v":0},{"$f":"Daten!G8639","v":0},null,null,0,0,0,0,0,0]
[null,8611,359,12,{"$f":"Daten!F8640","v":0},{"$f":"Daten!G8640","v":0},null,null,0,0,0,0,0,0]
[null,8612,359,12,{"$f":"Daten!F8641","v":0},{"$f":"Daten!G8641","v":0},null,null,0,0,0,0,0,0]
[null,8613,359,12,{"$f":"Daten!F8642","v":0},{"$f":"Daten!G8642","v":0},null,null,0,0,0,0,0,0]
[null,8614,359,12,{"$f":"Daten!F8643","v":0},{"$f":"Daten!G8643","v":0},null,null,0,0,0,0,0,0]
[null,8615,359,12,{"$f":"Daten!F8644","v":0},{"$f":"Daten!G8644","v":0},null,null,0,0,0,0,0,0]
[null,8616,359,12,{"$f":"Daten!F8645","v":0},{"$f":"Daten!G8645","v":0},null,null,0,0,0,0,0,0]
[null,8617,360,12,{"$f":"Daten!F8646","v":0},{"$f":"Daten!G8646","v":0},null,null,0,0,0,0,0,0]
[null,8618,360,12,{"$f":"Daten!F8647","v":0},{"$f":"Daten!G8647","v":0},null,null,0,0,0,0,0,0]
[null,8619,360,12,{"$f":"Daten!F8648","v":0},{"$f":"Daten!G8648","v":0},null,null,0,0,0,0,0,0]
[null,8620,360,12,{"$f":"Daten!F8649","v":0},{"$f":"Daten!G8649","v":0},null,null,0,0,0,0,0,0]
[null,8621,360,12,{"$f":"Daten!F8650","v":0},{"$f":"Daten!G8650","v":0},null,null,0,0,0,0,0,0]
[null,8622,360,12,{"$f":"Daten!F8651","v":0},{"$f":"Daten!G8651","v":0},null,null,0,0,0,0,0,0]
[null,8623,360,12,{"$f":"Daten!F8652","v":0},{"$f":"Daten!G8652","v":0},null,null,0,0,0,0,0,0]
[null,8624,360,12,{"$f":"Daten!F8653","v":0},{"$f":"Daten!G8653","v":0},null,null,0,0,0,0,0,0]
[null,8625,360,12,{"$f":"Daten!F8654","v":0},{"$f":"Daten!G8654","v":0},null,null,0,0,0,0,0,0]
[null,8626,360,12,{"$f":"Daten!F8655","v":0},{"$f":"Daten!G8655","v":0},null,null,0,0,0,0,0,0]
[null,8627,360,12,{"$f":"Daten!F8656","v":0},{"$f":"Daten!G8656","v":0},null,null,0,0,0,0,0,0]
[null,8628,360,12,{"$f":"Daten!F8657","v":0},{"$f":"Daten!G8657","v":0},null,null,0,0,0,0,0,0]
[null,8629,360,12,{"$f":"Daten!F8658","v":0},{"$f":"Daten!G8658","v":0},null,null,0,0,0,0,0,0]
[null,8630,360,12,{"$f":"Daten!F8659","v":0},{"$f":"Daten!G8659","v":0},null,null,0,0,0,0,0,0]
[null,8631,360,12,{"$f":"Daten!F8660","v":0},{"$f":"Daten!G8660","v":0},null,null,0,0,0,0,0,0]
[null,8632,360,12,{"$f":"Daten!F8661","v":0},{"$f":"Daten!G8661","v":0},null,null,0,0,0,0,0,0]
[null,8633,360,12,{"$f":"Daten!F8662","v":0},{"$f":"Daten!G8662","v":0},null,null,0,0,0,0,0,0]
[null,8634,360,12,{"$f":"Daten!F8663","v":0},{"$f":"Daten!G8663","v":0},null,null,0,0,0,0,0,0]
[null,8635,360,12,{"$f":"Daten!F8664","v":0},{"$f":"Daten!G8664","v":0},null,null,0,0,0,0,0,0]
[null,8636,360,12,{"$f":"Daten!F8665","v":0},{"$f":"Daten!G8665","v":0},null,null,0,0,0,0,0,0]
[null,8637,360,12,{"$f":"Daten!F8666","v":0},{"$f":"Daten!G8666","v":0},null,null,0,0,0,0,0,0]
[null,8638,360,12,{"$f":"Daten!F8667","v":0},{"$f":"Daten!G8667","v":0},null,null,0,0,0,0,0,0]
[null,8639,360,12,{"$f":"Daten!F8668","v":0},{"$f":"Daten!G8668","v":0},null,null,0,0,0,0,0,0]
[null,8640,360,12,{"$f":"Daten!F8669","v":0},{"$f":"Daten!G8669","v":0},null,null,0,0,0,0,0,0]
[null,8641,361,12,{"$f":"Daten!F8670","v":0},{"$f":"Daten!G8670","v":0},null,null,0,{"$f":"MIN(E8657,F8657+I8657)","v":0},{"$f":"E8657-J8657","v":0},{"$f":"MIN((F8657-J8657),BatteriespeicherWh-I8657)","v":0},0,{"$f":"IF(L8657>0,I8657+L8657*Wirkungsgrad,I8657+L8657)","v":0}]
[null,8642,{"$f":"CEILING(B8658/24,1)","v":361},{"$f":"MONTH(C8658)","v":12},{"$f":"Daten!F8671","v":0},{"$f":"Daten!G8671","v":0},null,null,{"$f":"N8657","v":0},0,0,0,{"$f":"F8658-(J8658+L8658)","v":0},0]
[null,8643,361,12,{"$f":"Daten!F8672","v":0},{"$f":"Daten!G8672","v":0},null,null,0,0,0,0,0,0]
[null,8644,361,12,{"$f":"Daten!F8673","v":0},{"$f":"Daten!G8673","v":0},null,null,0,0,0,0,0,0]
[null,8645,361,12,{"$f":"Daten!F8674","v":0},{"$f":"Daten!G8674","v":0},null,null,0,0,0,0,0,0]
[null,8646,361,12,{"$f":"Daten!F8675","v":0},{"$f":"Daten!G8675","v":0},null,null,0,0,0,0,0,0]
[null,8647,361,12,{"$f":"Daten!F8676","v":0},{"$f":"Daten!G8676","v":0},null,null,0,0,0,0,0,0]
[null,8648,361,12,{"$f":"Daten!F8677","v":0},{"$f":"Daten!G8677","v":0},null,null,0,0,0,0,0,0]
[null,8649,361,12,{"$f":"Daten!F8678","v":0},{"$f":"Daten!G8678","v":0},null,null,0,0,0,0,0,0]
[null,8650,361,12,{"$f":"Daten!F8679","v":0},{"$f":"Daten!G8679","v":0},null,null,0,0,0,0,0,0]
[null,8651,361,12,{"$f":"Daten!F8680","v":0},{"$f":"Daten!G8680","v":0},null,null,0,0,0,0,0,0]
[null,8652,361,12,{"$f":"Daten!F8681","v":0},{"$f":"Daten!G8681","v":0},null,null,0,0,0,0,0,0]
[null,8653,361,12,{"$f":"Daten!F8682","v":0},{"$f":"Daten!G8682","v":0},null,null,0,0,0,0,0,0]
[null,8654,361,12,{"$f":"Daten!F8683","v":0},{"$f":"Daten!G8683","v":0},null,null,0,0,0,0,0,0]
[null,8655,361,12,{"$f":"Daten!F8684","v":0},{"$f":"Daten!G8684","v":0},null,null,0,0,0,0,0,0]
[null,8656,361,12,{"$f":"Daten!F8685","v":0},{"$f":"Daten!G8685","v":0},null,null,0,0,0,0,0,0]
[null,8657,361,12,{"$f":"Daten!F8686","v":0},{"$f":"Daten!G8686","v":0},null,null,0,0,0,0,0,0]
[null,8658,361,12,{"$f":"Daten!F8687","v":0},{"$f":"Daten!G8687","v":0},null,null,0,0,0,0,0,0]
[null,8659,361,12,{"$f":"Daten!F8688","v":0},{"$f":"Daten!G8688","v":0},null,null,0,0,0,0,0,0]
[null,8660,361,12,{"$f":"Daten!F8689","v":0},{"$f":"Daten!G8689","v":0},null,null,0,0,0,0,0,0]
[null,8661,361,12,{"$f":"Daten!F8690","v":0},{"$f":"Daten!G8690","v":0},null,null,0,0,0,0,0,0]
[null,8662,361,12,{"$f":"Daten!F8691","v":0},{"$f":"Daten!G8691","v":0},null,null,0,0,0,0,0,0]
[null,8663,361,12,{"$f":"Daten!F8692","v":0},{"$f":"Daten!G8692","v":0},null,null,0,0,0,0,0,0]
[null,8664,361,12,{"$f":"Daten!F8693","v":0},{"$f":"Daten!G8693","v":0},null,null,0,0,0,0,0,0]
[null,8665,362,12,{"$f":"Daten!F8694","v":0},{"$f":"Daten!G8694","v":0},null,null,0,0,0,0,0,0]
[null,8666,362,12,{"$f":"Daten!F8695","v":0},{"$f":"Daten!G8695","v":0},null,null,0,0,0,0,0,0]
[null,8667,362,12,{"$f":"Daten!F8696","v":0},{"$f":"Daten!G8696","v":0},null,null,0,0,0,0,0,0]
[null,8668,362,12,{"$f":"Daten!F8697","v":0},{"$f":"Daten!G8697","v":0},null,null,0,0,0,0,0,0]
[null,8669,362,12,{"$f":"Daten!F8698","v":0},{"$f":"Daten!G8698","v":0},null,null,0,0,0,0,0,0]
[null,8670,362,12,{"$f":"Daten!F8699","v":0},{"$f":"Daten!G8699","v":0},null,null,0,0,0,0,0,0]
[null,8671,362,12,{"$f":"Daten!F8700","v":0},{"$f":"Daten!G8700","v":0},null,null,0,0,0,0,0,0]
[null,8672,362,12,{"$f":"Daten!F8701","v":0},{"$f":"Daten!G8701","v":0},null,null,0,0,0,0,0,0]
[null,8673,362,12,{"$f":"Daten!F8702","v":0},{"$f":"Daten!G8702","v":0},null,null,0,0,0,0,0,0]
[null,8674,362,12,{"$f":"Daten!F8703","v":0},{"$f":"Daten!G8703","v":0},null,null,0,0,0,0,0,0]
[null,8675,362,12,{"$f":"Daten!F8704","v":0},{"$f":"Daten!G8704","v":0},null,null,0,0,0,0,0,0]
[null,8676,362,12,{"$f":"Daten!F8705","v":0},{"$f":"Daten!G8705","v":0},null,null,0,0,0,0,0,0]
[null,8677,362,12,{"$f":"Daten!F8706","v":0},{"$f":"Daten!G8706","v":0},null,null,0,0,0,0,0,0]
[null,8678,362,12,{"$f":"Daten!F8707","v":0},{"$f":"Daten!G8707","v":0},null,null,0,0,0,0,0,0]
[null,8679,362,12,{"$f":"Daten!F8708","v":0},{"$f":"Daten!G8708","v":0},null,null,0,0,0,0,0,0]
[null,8680,362,12,{"$f":"Daten!F8709","v":0},{"$f":"Daten!G8709","v":0},null,null,0,0,0,0,0,0]
[null,8681,362,12,{"$f":"Daten!F8710","v":0},{"$f":"Daten!G8710","v":0},null,null,0,0,0,0,0,0]
[null,8682,362,12,{"$f":"Daten!F8711","v":0},{"$f":"Daten!G8711","v":0},null,null,0,0,0,0,0,0]
[null,8683,362,12,{"$f":"Daten!F8712","v":0},{"$f":"Daten!G8712","v":0},null,null,0,0,0,0,0,0]
[null,8684,362,12,{"$f":"Daten!F8713","v":0},{"$f":"Daten!G8713","v":0},null,null,0,0,0,0,0,0]
[null,8685,362,12,{"$f":"Daten!F8714","v":0},{"$f":"Daten!G8714","v":0},null,null,0,0,0,0,0,0]
[null,8686,362,12,{"$f":"Daten!F8715","v":0},{"$f":"Daten!G8715","v":0},null,null,0,0,0,0,0,0]
[null,8687,362,12,{"$f":"Daten!F8716","v":0},{"$f":"Daten!G8716","v":0},null,null,0,0,0,0,0,0]
[null,8688,362,12,{"$f":"Daten!F8717","v":0},{"$f":"Daten!G8717","v":0},null,null,0,0,0,0,0,0]
[null,8689,363,12,{"$f":"Daten!F8718","v":0},{"$f":"Daten!G8718","v":0},null,null,0,0,0,0,0,0]
[null,8690,363,12,{"$f":"Daten!F8719","v":0},{"$f":"Daten!G8719","v":0},null,null,0,0,0,0,0,0]
[null,8691,363,12,{"$f":"Daten!F8720","v":0},{"$f":"Daten!G8720","v":0},null,null,0,0,0,0,0,0]
[null,8692,363,12,{"$f":"Daten!F8721","v":0},{"$f":"Daten!G8721","v":0},null,null,0,0,0,0,0,0]
[null,8693,363,12,{"$f":"Daten!F8722","v":0},{"$f":"Daten!G8722","v":0},null,null,0,0,0,0,0,0]
[null,8694,363,12,{"$f":"Daten!F8723","v":0},{"$f":"Daten!G8723","v":0},null,null,0,0,0,0,0,0]
[null,8695,363,12,{"$f":"Daten!F8724","v":0},{"$f":"Daten!G8724","v":0},null,null,0,0,0,0,0,0]
[null,8696,363,12,{"$f":"Daten!F8725","v":0},{"$f":"Daten!G8725","v":0},null,null,0,0,0,0,0,0]
[null,8697,363,12,{"$f":"Daten!F8726","v":0},{"$f":"Daten!G8726","v":0},null,null,0,0,0,0,0,0]
[null,8698,363,12,{"$f":"Daten!F8727","v":0},{"$f":"Daten!G8727","v":0},null,null,0,0,0,0,0,0]
[null,8699,363,12,{"$f":"Daten!F8728","v":0},{"$f":"Daten!G8728","v":0},null,null,0,0,0,0,0,0]
[null,8700,363,12,{"$f":"Daten!F8729","v":0},{"$f":"Daten!G8729","v":0},null,null,0,0,0,0,0,0]
[null,8701,363,12,{"$f":"Daten!F8730","v":0},{"$f":"Daten!G8730","v":0},null,null,0,0,0,0,0,0]
[null,8702,363,12,{"$f":"Daten!F8731","v":0},{"$f":"Daten!G8731","v":0},null,null,0,0,0,0,0,0]
[null,8703,363,12,{"$f":"Daten!F8732","v":0},{"$f":"Daten!G8732","v":0},null,null,0,0,0,0,0,0]
[null,8704,363,12,{"$f":"Daten!F8733","v":0},{"$f":"Daten!G8733","v":0},null,null,0,0,0,0,0,0]
[null,8705,363,12,{"$f":"Daten!F8734","v":0},{"$f":"Daten!G8734","v":0},null,null,0,{"$f":"MIN(E8721,F8721+I8721)","v":0},{"$f":"E8721-J8721","v":0},{"$f":"MIN((F8721-J8721),BatteriespeicherWh-I8721)","v":0},0,{"$f":"IF(L8721>0,I8721+L8721*Wirkungsgrad,I8721+L8721)","v":0}]
[null,8706,{"$f":"CEILING(B8722/24,1)","v":363},{"$f":"MONTH(C8722)","v":12},{"$f":"Daten!F8735","v":0},{"$f":"Daten!G8735","v":0},null,null,{"$f":"N8721","v":0},0,0,0,{"$f":"F8722-(J8722+L8722)","v":0},0]
[null,8707,363,12,{"$f":"Daten!F8736","v":0},{"$f":"Daten!G8736","v":0},null,null,0,0,0,0,0,0]
[null,8708,363,12,{"$f":"Daten!F8737","v":0},{"$f":"Daten!G8737","v":0},null,null,0,0,0,0,0,0]
[null,8709,363,12,{"$f":"Daten!F8738","v":0},{"$f":"Daten!G8738","v":0},null,null,0,0,0,0,0,0]
[null,8710,363,12,{"$f":"Daten!F8739","v":0},{"$f":"Daten!G8739","v":0},null,null,0,0,0,0,0,0]
[null,8711,363,12,{"$f":"Daten!F8740","v":0},{"$f":"Daten!G8740","v":0},null,null,0,0,0,0,0,0]
[null,8712,363,12,{"$f":"Daten!F8741","v":0},{"$f":"Daten!G8741","v":0},null,null,0,0,0,0,0,0]
[null,8713,364,12,{"$f":"Daten!F8742","v":0},{"$f":"Daten!G8742","v":0},null,null,0,0,0,0,0,0]
[null,8714,364,12,{"$f":"Daten!F8743","v":0},{"$f":"Daten!G8743","v":0},null,null,0,0,0,0,0,0]
[null,8715,364,12,{"$f":"Daten!F8744","v":0},{"$f":"Daten!G8744","v":0},null,null,0,0,0,0,0,0]
[null,8716,364,12,{"$f":"Daten!F8745","v":0},{"$f":"Daten!G8745","v":0},null,null,0,0,0,0,0,0]
[null,8717,364,12,{"$f":"Daten!F8746","v":0},{"$f":"Daten!G8746","v":0},null,null,0,0,0,0,0,0]
[null,8718,364,12,{"$f":"Daten!F8747","v":0},{"$f":"Daten!G8747","v":0},null,null,0,0,0,0,0,0]
[null,8719,364,12,{"$f":"Daten!F8748","v":0},{"$f":"Daten!G8748","v":0},null,null,0,0,0,0,0,0]
[null,8720,364,12,{"$f":"Daten!F8749","v":0},{"$f":"Daten!G8749","v":0},null,null,0,0,0,0,0,0]
[null,8721,364,12,{"$f":"Daten!F8750","v":0},{"$f":"Daten!G8750","v":0},null,null,0,0,0,0,0,0]
[null,8722,364,12,{"$f":"Daten!F8751","v":0},{"$f":"Daten!G8751","v":0},null,null,0,0,0,0,0,0]
[null,8723,364,12,{"$f":"Daten!F8752","v":0},{"$f":"Daten!G8752","v":0},null,null,0,0,0,0,0,0]
[null,8724,364,12,{"$f":"Daten!F8753","v":0},{"$f":"Daten!G8753","v":0},null,null,0,0,0,0,0,0]
[null,8725,364,12,{"$f":"Daten!F8754","v":0},{"$f":"Daten!G8754","v":0},null,null,0,0,0,0,0,0]
[null,8726,364,12,{"$f":"Daten!F8755","v":0},{"$f":"Daten!G8755","v":0},null,null,0,0,0,0,0,0]
[null,8727,364,12,{"$f":"Daten!F8756","v":0},{"$f":"Daten!G8756","v":0},null,null,0,0,0,0,0,0]
[null,8728,364,12,{"$f":"Daten!F8757","v":0},{"$f":"Daten!G8757","v":0},null,null,0,0,0,0,0,0]
[null,8729,364,12,{"$f":"Daten!F8758","v":0},{"$f":"Daten!G8758","v":0},null,null,0,0,0,0,0,0]
[null,8730,364,12,{"$f":"Daten!F8759","v":0},{"$f":"Daten!G8759","v":0},null,null,0,0,0,0,0,0]
[null,8731,364,12,{"$f":"Daten!F8760","v":0},{"$f":"Daten!G8760","v":0},null,null,0,0,0,0,0,0]
[null,8732,364,12,{"$f":"Daten!F8761","v":0},{"$f":"Daten!G8761","v":0},null,null,0,0,0,0,0,0]
[null,8733,364,12,{"$f":"Daten!F8762","v":0},{"$f":"Daten!G8762","v":0},null,null,0,0,0,0,0,0]
[null,8734,364,12,{"$f":"Daten!F8763","v":0},{"$f":"Daten!G8763","v":0},null,null,0,0,0,0,0,0]
[null,8735,364,12,{"$f":"Daten!F8764","v":0},{"$f":"Daten!G8764","v":0},null,null,0,0,0,0,0,0]
[null,8736,364,12,{"$f":"Daten!F8765","v":0},{"$f":"Daten!G8765","v":0},null,null,0,0,0,0,0,0]
[null,8737,365,12,{"$f":"Daten!F8766","v":0},{"$f":"Daten!G8766","v":0},null,null,0,0,0,0,0,0]
[null,8738,365,12,{"$f":"Daten!F8767","v":0},{"$f":"Daten!G8767","v":0},null,null,0,0,0,0,0,0]
[null,8739,365,12,{"$f":"Daten!F8768","v":0},{"$f":"Daten!G8768","v":0},null,null,0,0,0,0,0,0]
[null,8740,365,12,{"$f":"Daten!F8769","v":0},{"$f":"Daten!G8769","v":0},null,null,0,0,0,0,0,0]
[null,8741,365,12,{"$f":"Daten!F8770","v":0},{"$f":"Daten!G8770","v":0},null,null,0,0,0,0,0,0]
[null,8742,365,12,{"$f":"Daten!F8771","v":0},{"$f":"Daten!G8771","v":0},null,null,0,0,0,0,0,0]
[null,8743,365,12,{"$f":"Daten!F8772","v":0},{"$f":"Daten!G8772","v":0},null,null,0,0,0,0,0,0]
[null,8744,365,12,{"$f":"Daten!F8773","v":0},{"$f":"Daten!G8773","v":0},null,null,0,0,0,0,0,0]
[null,8745,365,12,{"$f":"Daten!F8774","v":0},{"$f":"Daten!G8774","v":0},null,null,0,0,0,0,0,0]
[null,8746,365,12,{"$f":"Daten!F8775","v":0},{"$f":"Daten!G8775","v":0},null,null,0,0,0,0,0,0]
[null,8747,365,12,{"$f":"Daten!F8776","v":0},{"$f":"Daten!G8776","v":0},null,null,0,0,0,0,0,0]
[null,8748,365,12,{"$f":"Daten!F8777","v":0},{"$f":"Daten!G8777","v":0},null,null,0,0,0,0,0,0]
[null,8749,365,12,{"$f":"Daten!F8778","v":0},{"$f":"Daten!G8778","v":0},null,null,0,0,0,0,0,0]
[null,8750,365,12,{"$f":"Daten!F8779","v":0},{"$f":"Daten!G8779","v":0},null,null,0,0,0,0,0,0]
[null,8751,365,12,{"$f":"Daten!F8780","v":0},{"$f":"Daten!G8780","v":0},null,null,0,0,0,0,0,0]
[null,8752,365,12,{"$f":"Daten!F8781","v":0},{"$f":"Daten!G8781","v":0},null,null,0,0,0,0,0,0]
[null,8753,365,12,{"$f":"Daten!F8782","v":0},{"$f":"Daten!G8782","v":0},null,null,0,0,0,0,0,0]
[null,8754,365,12,{"$f":"Daten!F8783","v":0},{"$f":"Daten!G8783","v":0},null,null,0,0,0,0,0,0]
[null,8755,365,12,{"$f":"Daten!F8784","v":0},{"$f":"Daten!G8784","v":0},null,null,0,0,0,0,0,0]
[null,8756,365,12,{"$f":"Daten!F8785","v":0},{"$f":"Daten!G8785","v":0},null,null,0,0,0,0,0,0]
[null,8757,365,12,{"$f":"Daten!F8786","v":0},{"$f":"Daten!G8786","v":0},null,null,0,0,0,0,0,0]
[null,8758,365,12,{"$f":"Daten!F8787","v":0},{"$f":"Daten!G8787","v":0},null,null,0,0,0,0,0,0]
[null,8759,365,12,{"$f":"Daten!F8788","v":0},{"$f":"Daten!G8788","v":0},null,null,0,0,0,0,0,0]
[null,8760,365,12,{"$f":"Daten!F8789","v":0},{"$f":"Daten!G8789","v":0},null,null,0,0,0,0,0,0]

{"sheet":"S2","index":12,"n_rows":8776,"n_cols":30,"rows_kept":4500,"cut":true,"hidden":true,"merged":[],"bounds":{"rows_first":2000,"rows_last":500,"rows_between":2000,"halvings":0}}
["Modellierung"]
[null,null,null,"Datensatz","Lastkurve (W)","PV-Produktion (W)",null,null,"Solarspeicher Periodenanfang","Eigenverbrauch (W)","Bezug (W)","Speicherung / Entnahme (W)","Einspeisung (W)","Speicherstand \nPeriodenende"]
["Model Eingang"]
[]
[]
[]
[]
["Model Ausgang",null,null,null,"Summe","Summe",null,null,null,"Summe","Summe","Summe","Summe",null,null,"Jahresstromverbrauch",{"$f":"E14","v":0}]
[null,null,null,null,{"$f":"SUM(E17:E8776)","v":0},{"$f":"SUM(F17:F8776)","v":0},null,null,{"$f":"AVERAGE(I17:I8776)","v":0},{"$f":"SUM(J17:J8776)","v":0},{"$f":"SUM(K17:K8776)","v":0},{"$f":"SUM(L17:L8776)","v":0},{"$f":"SUM(M17:M8776)","v":0},null,null,"PV-Produktion",{"$f":"F14","v":0}]
[null,null,null,null,null,null,null,null,null,"Wh","Wh","Wh","Wh",null,null,"Eigenverbrauch (kWh)",{"$f":"J14","v":0}]
[null,null,null,null,null,null,null,null,null,null,null,"Summe Speicherung",null,null,null,"Bezug (kWh)",{"$f":"K14","v":0}]
[null,null,null,null,null,null,null,null,null,null,null,{"$f":"(SUMIF(L17:L8776,\">0\"))/1000","v":0},null,null,null,"Einspeisung (kWh)",{"$f":"M14","v":0}]
[null,null,null,null,"Jahresstromverbrauch","PV-Produktion",null,null,null,"Eigenverbrauch (kWh)","Bezug (kWh)","Verluste (Speicherung - Entnahme)","Einspeisung (kWh)",null,null,"Verluste (Speicherung - Entnahme)",{"$f":"L14","v":0}]
[null,null,null,null,{"$f":"E9/1000","v":0},{"$f":"F9/1000","v":0},null,null,null,{"$f":"J9/1000","v":0},{"$f":"K9/1000","v":0},{"$f":"L9/1000","v":0},{"$f":"M9/1000","v":0},null,null,"Volllastzyklen",{"$f":"IFERROR(L12/(BatteriespeicherWh/1000),\"-\")","v":"-"},"20 Jahre:",{"$f":"Q14*20","v":{"$error":"#VALUE!"}}]
[null,null,null,null,null,null,null,null,null,null,null,null,null,null,null,"Direktverbrauch",{"$f":"Q10-Q16","v":0}]
["Berechnungen ","Stunde","Tag","Monat","Lastkurve (W)","PV-Produktion",null,null,"Daten","Daten","Daten","Daten","Daten","Daten",null,"Eigenverbrauch aus Batterie",{"$f":"L12-L14","v":0},null,null,null,"Solar-produktion","Verbrauch",null,"Solar-Einspeisung","Netzbezug","Solar-Eigenverbrauch","Eigenverbrauchsquote","Autarkiegrad","Einspeisequote","Verluste (%)"]
[null,1,{"$f":"CEILING(B17/24,1)","v":1},{"$f":"MONTH(C17)","v":1},{"$f":"Daten!I30","v":0},{"$f":"Daten!J30","v":0},null,null,0,{"$f":"MIN(E17,F17+I17)","v":0},{"$f":"E17-J17","v":0},{"$f":"MIN((F17-J17),BatteriespeicherWh-I17)","v":0},{"$f":"F17-(J17+L17)","v":0},{"$f":"IF(L17>0,I17+L17*Wirkungsgrad,I17+L17)","v":0},null,"Einspeicherung (kWh)",{"$f":"L12","v":0},null,null,1,{"$f":"SUMIF(D:D,T17,F:F)/1000","v":0},{"$f":"SUMIF(D:D,T17,E:E)/1000","v":0},"Jan",{"$f":"SUMIF(D:D,T17,M:M)/1000","v":0},{"$f":"SUMIF(D:D,T17,K:K)/1000","v":0},{"$f":"SUMIF(D:D,T17,J:J)/1000","v":0},{"$f":"Z17/U17","v":{"$error":"#DIV/0!"}},{"$f":"Z17/V17","v":{"$error":"#DIV/0!"}},{"$f":"X17/U17","v":{"$error":"#DIV/0!"}},{"$f":"(U17-X17-Z17)/U17","v":{"$error":"#DIV/0!"}}]
[null,2,{"$f":"CEILING(B18/24,1)","v":1},{"$f":"MONTH(C18)","v":1},{"$f":"Daten!I31","v":0},{"$f":"Daten!J31","v":0},null,null,{"$f":"N17","v":0},{"$f":"MIN(E18,F18+I18)","v":0},{"$f":"E18-J18","v":0},{"$f":"MIN((F18-J18),BatteriespeicherWh-I18)","v":0},{"$f":"F18-(J18+L18)","v":0},0,null,"Direktverbrauchsquote",{"$f":"Q15/Q9","v":{"$error":"#DIV/0!"}},null,null,2,0,0,"Feb",0,0,0,{"$error":"#DIV/0!"},{"$error":"#DIV/0!"},{"$error":"#DIV/0!"},{"$error":"#DIV/0!"}]
[null,3,1,1,{"$f":"Daten!I32","v":0},{"$f":"Daten!J32","v":0},null,null,{"$f":"N18","v":0},0,0,0,0,0,null,"Eigenverbrauchsquote über Batterie",{"$f":"Q16/Q9","v":{"$error":"#DIV/0!"}},null,null,3,0,0,"Mrz",0,0,0,{"$error":"#DIV/0!"},{"$error":"#DIV/0!"},{"$error":"#DIV/0!"},{"$error":"#DIV/0!"}]
[null,4,1,1,{"$f":"Daten!I33","v":0},{"$f":"Daten!J33","v":0},null,null,0,0,0,0,0,0,null,"Eigenverbrauchsquote",{"$f":"Q10/Q9","v":{"$error":"#DIV/0!"}},null,null,4,0,0,"Apr",0,0,0,{"$error":"#DIV/0!"},{"$error":"#DIV/0!"},{"$error":"#DIV/0!"},{"$error":"#DIV/0!"}]
[null,5,1,1,{"$f":"Daten!I34","v":0},{"$f":"Daten!J34","v":0},null,null,0,0,0,0,0,0,null,"Einspeisequote",{"$f":"Q12/Q9","v":{"$error":"#DIV/0!"}},null,null,5,0,0,"Mai",0,0,0,{"$error":"#DIV/0!"},{"$error":"#DIV/0!"},{"$error":"#DIV/0!"},{"$error":"#DIV/0!"}]
[null,6,1,1,{"$f":"Daten!I35","v":0},{"$f":"Daten!J35","v":0},null,null,0,0,0,0,0,0,null,"Verluste Batterie",{"$f":"Q13/Q9","v":{"$error":"#DIV/0!"}},null,null,6,0,0,"Jun",0,0,0,{"$error":"#DIV/0!"},{"$error":"#DIV/0!"},{"$error":"#DIV/0!"},{"$error":"#DIV/0!"}]
[null,7,1,1,{"$f":"Daten!I36","v":0},{"$f":"Daten!J36","v":0},null,null,0,0,0,0,0,0,null,"Autarkiegrad",{"$f":"Q10/Q8","v":{"$error":"#DIV/0!"}},null,null,7,0,0,"Jul",0,0,0,{"$error":"#DIV/0!"},{"$error":"#DIV/0!"},{"$error":"#DIV/0!"},{"$error":"#DIV/0!"}]
[null,8,1,1,{"$f":"Daten!I37","v":0},{"$f":"Daten!J37","v":0},null,null,0,0,0,0,0,0,null,null,null,null,null,8,0,0,"Aug",0,0,0,{"$error":"#DIV/0!"},{"$error":"#DIV/0!"},{"$error":"#DIV/0!"},{"$error":"#DIV/0!"}]
[null,9,1,1,{"$f":"Daten!I38","v":0},{"$f":"Daten!J38","v":0},null,null,0,0,0,0,0,0,null,null,null,null,null,9,0,0,"Sep",0,0,0,{"$error":"#DIV/0!"},{"$error":"#DIV/0!"},{"$error":"#DIV/0!"},{"$error":"#DIV/0!"}]
[null,10,1,1,{"$f":"Daten!I39","v":0},{"$f":"Daten!J39","v":0},null,null,0,0,0,0,0,0,null,null,null,null,null,10,0,0,"Okt",0,0,0,{"$error":"#DIV/0!"},{"$error":"#DIV/0!"},{"$error":"#DIV/0!"},{"$error":"#DIV/0!"}]
[null,11,1,1,{"$f":"Daten!I40","v":0},{"$f":"Daten!J40","v":0},null,null,0,0,0,0,0,0,null,null,null,null,null,11,0,0,"Nov",0,0,0,{"$error":"#DIV/0!"},{"$error":"#DIV/0!"},{"$error":"#DIV/0!"},{"$error":"#DIV/0!"}]
[null,12,1,1,{"$f":"Daten!I41","v":0},{"$f":"Daten!J41","v":0},null,null,0,0,0,0,0,0,null,null,null,null,null,12,0,0,"Dez",0,0,0,{"$error":"#DIV/0!"},{"$error":"#DIV/0!"},{"$error":"#DIV/0!"},{"$error":"#DIV/0!"}]
[null,13,1,1,{"$f":"Daten!I42","v":0},{"$f":"Daten!J42","v":0},null,null,0,0,0,0,0,0,null,null,null,null,null,null,"Solar-produktion","Verbrauch",null,"Solar-Einspeisung","Netzbezug","Solar-Eigenverbrauch","Eigenverbrauchsquote","Autarkiegrad","Einspeisequote","Verluste (%)"]
[null,14,1,1,{"$f":"Daten!I43","v":0},{"$f":"Daten!J43","v":0},null,null,0,0,0,0,0,0,null,null,null,null,null,"Jahr",{"$f":"SUM(U17:U28)","v":0},{"$f":"SUM(V17:V28)","v":0},null,{"$f":"SUM(X17:X28)","v":0},{"$f":"SUM(Y17:Y28)","v":0},{"$f":"SUM(Z17:Z28)","v":0},{"$f":"Z30/U30","v":{"$error":"#DIV/0!"}},{"$f":"Z30/V30","v":{"$error":"#DIV/0!"}},{"$f":"X30/U30","v":{"$error":"#DIV/0!"}},{"$f":"(U30-X30-Z30)/U30","v":{"$error":"#DIV/0!"}}]
[null,15,1,1,{"$f":"Daten!I44","v":0},{"$f":"Daten!J44","v":0},null,null,0,0,0,0,0,0]
[null,16,1,1,{"$f":"Daten!I45","v":0},{"$f":"Daten!J45","v":0},null,null,0,0,0,0,0,0]
[null,17,1,1,{"$f":"Daten!I46","v":0},{"$f":"Daten!J46","v":0},null,null,0,0,0,0,0,0]
[null,18,1,1,{"$f":"Daten!I47","v":0},{"$f":"Daten!J47","v":0},null,null,0,0,0,0,0,0]
[null,19,1,1,{"$f":"Daten!I48","v":0},{"$f":"Daten!J48","v":0},null,null,0,0,0,0,0,0]
[null,20,1,1,{"$f":"Daten!I49","v":0},{"$f":"Daten!J49","v":0},null,null,0,0,0,0,0,0]
[null,21,1,1,{"$f":"Daten!I50","v":0},{"$f":"Daten!J50","v":0},null,null,0,0,0,0,0,0]
[null,22,1,1,{"$f":"Daten!I51","v":0},{"$f":"Daten!J51","v":0},null,null,0,0,0,0,0,0]
[null,23,1,1,{"$f":"Daten!I52","v":0},{"$f":"Daten!J52","v":0},null,null,0,0,0,0,0,0]
[null,24,1,1,{"$f":"Daten!I53","v":0},{"$f":"Daten!J53","v":0},null,null,0,0,0,0,0,0]
[null,25,2,1,{"$f":"Daten!I54","v":0},{"$f":"Daten!J54","v":0},null,null,0,0,0,0,0,0]
[null,26,2,1,{"$f":"Daten!I55","v":0},{"$f":"Daten!J55","v":0},null,null,0,0,0,0,0,0]
[null,27,2,1,{"$f":"Daten!I56","v":0},{"$f":"Daten!J56","v":0},null,null,0,0,0,0,0,0]
[null,28,2,1,{"$f":"Daten!I57","v":0},{"$f":"Daten!J57","v":0},null,null,0,0,0,0,0,0]
[null,29,2,1,{"$f":"Daten!I58","v":0},{"$f":"Daten!J58","v":0},null,null,0,0,0,0,0,0]
[null,30,2,1,{"$f":"Daten!I59","v":0},{"$f":"Daten!J59","v":0},null,null,0,0,0,0,0,0]
[null,31,2,1,{"$f":"Daten!I60","v":0},{"$f":"Daten!J60","v":0},null,null,0,0,0,0,0,0]
[null,32,2,1,{"$f":"Daten!I61","v":0},{"$f":"Daten!J61","v":0},null,null,0,0,0,0,0,0]
[null,33,2,1,{"$f":"Daten!I62","v":0},{"$f":"Daten!J62","v":0},null,null,0,0,0,0,0,0]
[null,34,2,1,{"$f":"Daten!I63","v":0},{"$f":"Daten!J63","v":0},null,null,0,0,0,0,0,0]
[null,35,2,1,{"$f":"Daten!I64","v":0},{"$f":"Daten!J64","v":0},null,null,0,0,0,0,0,0]
[null,36,2,1,{"$f":"Daten!I65","v":0},{"$f":"Daten!J65","v":0},null,null,0,0,0,0,0,0]
[null,37,2,1,{"$f":"Daten!I66","v":0},{"$f":"Daten!J66","v":0},null,null,0,0,0,0,0,0]
[null,38,2,1,{"$f":"Daten!I67","v":0},{"$f":"Daten!J67","v":0},null,null,0,0,0,0,0,0]
[null,39,2,1,{"$f":"Daten!I68","v":0},{"$f":"Daten!J68","v":0},null,null,0,0,0,0,0,0]
[null,40,2,1,{"$f":"Daten!I69","v":0},{"$f":"Daten!J69","v":0},null,null,0,0,0,0,0,0]
[null,41,2,1,{"$f":"Daten!I70","v":0},{"$f":"Daten!J70","v":0},null,null,0,0,0,0,0,0]
[null,42,2,1,{"$f":"Daten!I71","v":0},{"$f":"Daten!J71","v":0},null,null,0,0,0,0,0,0]
[null,43,2,1,{"$f":"Daten!I72","v":0},{"$f":"Daten!J72","v":0},null,null,0,0,0,0,0,0]
[null,44,2,1,{"$f":"Daten!I73","v":0},{"$f":"Daten!J73","v":0},null,null,0,0,0,0,0,0]
[null,45,2,1,{"$f":"Daten!I74","v":0},{"$f":"Daten!J74","v":0},null,null,0,0,0,0,0,0]
[null,46,2,1,{"$f":"Daten!I75","v":0},{"$f":"Daten!J75","v":0},null,null,0,0,0,0,0,0]
[null,47,2,1,{"$f":"Daten!I76","v":0},{"$f":"Daten!J76","v":0},null,null,0,0,0,0,0,0]
[null,48,2,1,{"$f":"Daten!I77","v":0},{"$f":"Daten!J77","v":0},null,null,0,0,0,0,0,0]
[null,49,3,1,{"$f":"Daten!I78","v":0},{"$f":"Daten!J78","v":0},null,null,0,0,0,0,0,0]
[null,50,3,1,{"$f":"Daten!I79","v":0},{"$f":"Daten!J79","v":0},null,null,0,0,0,0,0,0]
[null,51,3,1,{"$f":"Daten!I80","v":0},{"$f":"Daten!J80","v":0},null,null,0,0,0,0,0,0]
[null,52,3,1,{"$f":"Daten!I81","v":0},{"$f":"Daten!J81","v":0},null,null,0,0,0,0,0,0]
[null,53,3,1,{"$f":"Daten!I82","v":0},{"$f":"Daten!J82","v":0},null,null,0,0,0,0,0,0]
[null,54,3,1,{"$f":"Daten!I83","v":0},{"$f":"Daten!J83","v":0},null,null,0,0,0,0,0,0]
[null,55,3,1,{"$f":"Daten!I84","v":0},{"$f":"Daten!J84","v":0},null,null,0,0,0,0,0,0]
[null,56,3,1,{"$f":"Daten!I85","v":0},{"$f":"Daten!J85","v":0},null,null,0,0,0,0,0,0]
[null,57,3,1,{"$f":"Daten!I86","v":0},{"$f":"Daten!J86","v":0},null,null,0,0,0,0,0,0]
[null,58,3,1,{"$f":"Daten!I87","v":0},{"$f":"Daten!J87","v":0},null,null,0,0,0,0,0,0]
[null,59,3,1,{"$f":"Daten!I88","v":0},{"$f":"Daten!J88","v":0},null,null,0,0,0,0,0,0]
[null,60,3,1,{"$f":"Daten!I89","v":0},{"$f":"Daten!J89","v":0},null,null,0,0,0,0,0,0]
[null,61,3,1,{"$f":"Daten!I90","v":0},{"$f":"Daten!J90","v":0},null,null,0,0,0,0,0,0]
[null,62,3,1,{"$f":"Daten!I91","v":0},{"$f":"Daten!J91","v":0},null,null,0,0,0,0,0,0]
[null,63,3,1,{"$f":"Daten!I92","v":0},{"$f":"Daten!J92","v":0},null,null,0,0,0,0,0,0]
[null,64,3,1,{"$f":"Daten!I93","v":0},{"$f":"Daten!J93","v":0},null,null,0,0,0,0,0,0]
[null,65,3,1,{"$f":"Daten!I94","v":0},{"$f":"Daten!J94","v":0},null,null,0,0,0,0,0,{"$f":"IF(L81>0,I81+L81*Wirkungsgrad,I81+L81)","v":0}]
[null,66,{"$f":"CEILING(B82/24,1)","v":3},{"$f":"MONTH(C82)","v":1},{"$f":"Daten!I95","v":0},{"$f":"Daten!J95","v":0},null,null,0,{"$f":"MIN(E82,F82+I82)","v":0},{"$f":"E82-J82","v":0},{"$f":"MIN((F82-J82),BatteriespeicherWh-I82)","v":0},{"$f":"F82-(J82+L82)","v":0},0]
[null,67,3,1,{"$f":"Daten!I96","v":0},{"$f":"Daten!J96","v":0},null,null,{"$f":"N82","v":0},0,0,0,0,0]
[null,68,3,1,{"$f":"Daten!I97","v":0},{"$f":"Daten!J97","v":0},null,null,0,0,0,0,0,0]
[null,69,3,1,{"$f":"Daten!I98","v":0},{"$f":"Daten!J98","v":0},null,null,0,0,0,0,0,0]
[null,70,3,1,{"$f":"Daten!I99","v":0},{"$f":"Daten!J99","v":0},null,null,0,0,0,0,0,0]
[null,71,3,1,{"$f":"Daten!I100","v":0},{"$f":"Daten!J100","v":0},null,null,0,0,0,0,0,0]
[null,72,3,1,{"$f":"Daten!I101","v":0},{"$f":"Daten!J101","v":0},null,null,0,0,0,0,0,0]
[null,73,4,1,{"$f":"Daten!I102","v":0},{"$f":"Daten!J102","v":0},null,null,0,0,0,0,0,0]
[null,74,4,1,{"$f":"Daten!I103","v":0},{"$f":"Daten!J103","v":0},null,null,0,0,0,0,0,0]
[null,75,4,1,{"$f":"Daten!I104","v":0},{"$f":"Daten!J104","v":0},null,null,0,0,0,0,0,0]
[null,76,4,1,{"$f":"Daten!I105","v":0},{"$f":"Daten!J105","v":0},null,null,0,0,0,0,0,0]
[null,77,4,1,{"$f":"Daten!I106","v":0},{"$f":"Daten!J106","v":0},null,null,0,0,0,0,0,0]
[null,78,4,1,{"$f":"Daten!I107","v":0},{"$f":"Daten!J107","v":0},null,null,0,0,0,0,0,0]
[null,79,4,1,{"$f":"Daten!I108","v":0},{"$f":"Daten!J108","v":0},null,null,0,0,0,0,0,0]
[null,80,4,1,{"$f":"Daten!I109","v":0},{"$f":"Daten!J109","v":0},null,null,0,0,0,0,0,0]
[null,81,4,1,{"$f":"Daten!I110","v":0},{"$f":"Daten!J110","v":0},null,null,0,0,0,0,0,0]
[null,82,4,1,{"$f":"Daten!I111","v":0},{"$f":"Daten!J111","v":0},null,null,0,0,0,0,0,0]
[null,83,4,1,{"$f":"Daten!I112","v":0},{"$f":"Daten!J112","v":0},null,null,0,0,0,0,0,0]
[null,84,4,1,{"$f":"Daten!I113","v":0},{"$f":"Daten!J113","v":0},null,null,0,0,0,0,0,0]
[null,85,4,1,{"$f":"Daten!I114","v":0},{"$f":"Daten!J114","v":0},null,null,0,0,0,0,0,0]
[null,86,4,1,{"$f":"Daten!I115","v":0},{"$f":"Daten!J115","v":0},null,null,0,0,0,0,0,0]
[null,87,4,1,{"$f":"Daten!I116","v":0},{"$f":"Daten!J116","v":0},null,null,0,0,0,0,0,0]
[null,88,4,1,{"$f":"Daten!I117","v":0},{"$f":"Daten!J117","v":0},null,null,0,0,0,0,0,0]
[null,89,4,1,{"$f":"Daten!I118","v":0},{"$f":"Daten!J118","v":0},null,null,0,0,0,0,0,0]
[null,90,4,1,{"$f":"Daten!I119","v":0},{"$f":"Daten!J119","v":0},null,null,0,0,0,0,0,0]
[null,91,4,1,{"$f":"Daten!I120","v":0},{"$f":"Daten!J120","v":0},null,null,0,0,0,0,0,0]
[null,92,4,1,{"$f":"Daten!I121","v":0},{"$f":"Daten!J121","v":0},null,null,0,0,0,0,0,0]
[null,93,4,1,{"$f":"Daten!I122","v":0},{"$f":"Daten!J122","v":0},null,null,0,0,0,0,0,0]
[null,94,4,1,{"$f":"Daten!I123","v":0},{"$f":"Daten!J123","v":0},null,null,0,0,0,0,0,0]
[null,95,4,1,{"$f":"Daten!I124","v":0},{"$f":"Daten!J124","v":0},null,null,0,0,0,0,0,0]
[null,96,4,1,{"$f":"Daten!I125","v":0},{"$f":"Daten!J125","v":0},null,null,0,0,0,0,0,0]
[null,97,5,1,{"$f":"Daten!I126","v":0},{"$f":"Daten!J126","v":0},null,null,0,0,0,0,0,0]
[null,98,5,1,{"$f":"Daten!I127","v":0},{"$f":"Daten!J127","v":0},null,null,0,0,0,0,0,0]
[null,99,5,1,{"$f":"Daten!I128","v":0},{"$f":"Daten!J128","v":0},null,null,0,0,0,0,0,0]
[null,100,5,1,{"$f":"Daten!I129","v":0},{"$f":"Daten!J129","v":0},null,null,0,0,0,0,0,0]
[null,101,5,1,{"$f":"Daten!I130","v":0},{"$f":"Daten!J130","v":0},null,null,0,0,0,0,0,0]
[null,102,5,1,{"$f":"Daten!I131","v":0},{"$f":"Daten!J131","v":0},null,null,0,0,0,0,0,0]
[null,103,5,1,{"$f":"Daten!I132","v":0},{"$f":"Daten!J132","v":0},null,null,0,0,0,0,0,0]
[null,104,5,1,{"$f":"Daten!I133","v":0},{"$f":"Daten!J133","v":0},null,null,0,0,0,0,0,0]
[null,105,5,1,{"$f":"Daten!I134","v":0},{"$f":"Daten!J134","v":0},null,null,0,0,0,0,0,0]
[null,106,5,1,{"$f":"Daten!I135","v":0},{"$f":"Daten!J135","v":0},null,null,0,0,0,0,0,0]
[null,107,5,1,{"$f":"Daten!I136","v":0},{"$f":"Daten!J136","v":0},null,null,0,0,0,0,0,0]
[null,108,5,1,{"$f":"Daten!I137","v":0},{"$f":"Daten!J137","v":0},null,null,0,0,0,0,0,0]
[null,109,5,1,{"$f":"Daten!I138","v":0},{"$f":"Daten!J138","v":0},null,null,0,0,0,0,0,0]
[null,110,5,1,{"$f":"Daten!I139","v":0},{"$f":"Daten!J139","v":0},null,null,0,0,0,0,0,0]
[null,111,5,1,{"$f":"Daten!I140","v":0},{"$f":"Daten!J140","v":0},null,null,0,0,0,0,0,0]
[null,112,5,1,{"$f":"Daten!I141","v":0},{"$f":"Daten!J141","v":0},null,null,0,0,0,0,0,0]
[null,113,5,1,{"$f":"Daten!I142","v":0},{"$f":"Daten!J142","v":0},null,null,0,0,0,0,0,0]
[null,114,5,1,{"$f":"Daten!I143","v":0},{"$f":"Daten!J143","v":0},null,null,0,0,0,0,0,0]
[null,115,5,1,{"$f":"Daten!I144","v":0},{"$f":"Daten!J144","v":0},null,null,0,0,0,0,0,0]
[null,116,5,1,{"$f":"Daten!I145","v":0},{"$f":"Daten!J145","v":0},null,null,0,0,0,0,0,0]
[null,117,5,1,{"$f":"Daten!I146","v":0},{"$f":"Daten!J146","v":0},null,null,0,0,0,0,0,0]
[null,118,5,1,{"$f":"Daten!I147","v":0},{"$f":"Daten!J147","v":0},null,null,0,0,0,0,0,0]
[null,119,5,1,{"$f":"Daten!I148","v":0},{"$f":"Daten!J148","v":0},null,null,0,0,0,0,0,0]
[null,120,5,1,{"$f":"Daten!I149","v":0},{"$f":"Daten!J149","v":0},null,null,0,0,0,0,0,0]
[null,121,6,1,{"$f":"Daten!I150","v":0},{"$f":"Daten!J150","v":0},null,null,0,0,0,0,0,0]
[null,122,6,1,{"$f":"Daten!I151","v":0},{"$f":"Daten!J151","v":0},null,null,0,0,0,0,0,0]
[null,123,6,1,{"$f":"Daten!I152","v":0},{"$f":"Daten!J152","v":0},null,null,0,0,0,0,0,0]
[null,124,6,1,{"$f":"Daten!I153","v":0},{"$f":"Daten!J153","v":0},null,null,0,0,0,0,0,0]
[null,125,6,1,{"$f":"Daten!I154","v":0},{"$f":"Daten!J154","v":0},null,null,0,0,0,0,0,0]
[null,126,6,1,{"$f":"Daten!I155","v":0},{"$f":"Daten!J155","v":0},null,null,0,0,0,0,0,0]
[null,127,6,1,{"$f":"Daten!I156","v":0},{"$f":"Daten!J156","v":0},null,null,0,0,0,0,0,0]
[null,128,6,1,{"$f":"Daten!I157","v":0},{"$f":"Daten!J157","v":0},null,null,0,0,0,0,0,0]
[null,129,6,1,{"$f":"Daten!I158","v":0},{"$f":"Daten!J158","v":0},null,null,0,0,0,0,0,{"$f":"IF(L145>0,I145+L145*Wirkungsgrad,I145+L145)","v":0}]
[null,130,{"$f":"CEILING(B146/24,1)","v":6},{"$f":"MONTH(C146)","v":1},{"$f":"Daten!I159","v":0},{"$f":"Daten!J159","v":0},null,null,0,{"$f":"MIN(E146,F146+I146)","v":0},{"$f":"E146-J146","v":0},{"$f":"MIN((F146-J146),BatteriespeicherWh-I146)","v":0},{"$f":"F146-(J146+L146)","v":0},0]
[null,131,6,1,{"$f":"Daten!I160","v":0},{"$f":"Daten!J160","v":0},null,null,{"$f":"N146","v":0},0,0,0,0,0]
[null,132,6,1,{"$f":"Daten!I161","v":0},{"$f":"Daten!J161","v":0},null,null,0,0,0,0,0,0]
[null,133,6,1,{"$f":"Daten!I162","v":0},{"$f":"Daten!J162","v":0},null,null,0,0,0,0,0,0]
[null,134,6,1,{"$f":"Daten!I163","v":0},{"$f":"Daten!J163","v":0},null,null,0,0,0,0,0,0]
[null,135,6,1,{"$f":"Daten!I164","v":0},{"$f":"Daten!J164","v":0},null,null,0,0,0,0,0,0]
[null,136,6,1,{"$f":"Daten!I165","v":0},{"$f":"Daten!J165","v":0},null,null,0,0,0,0,0,0]
[null,137,6,1,{"$f":"Daten!I166","v":0},{"$f":"Daten!J166","v":0},null,null,0,0,0,0,0,0]
[null,138,6,1,{"$f":"Daten!I167","v":0},{"$f":"Daten!J167","v":0},null,null,0,0,0,0,0,0]
[null,139,6,1,{"$f":"Daten!I168","v":0},{"$f":"Daten!J168","v":0},null,null,0,0,0,0,0,0]
[null,140,6,1,{"$f":"Daten!I169","v":0},{"$f":"Daten!J169","v":0},null,null,0,0,0,0,0,0]
[null,141,6,1,{"$f":"Daten!I170","v":0},{"$f":"Daten!J170","v":0},null,null,0,0,0,0,0,0]
[null,142,6,1,{"$f":"Daten!I171","v":0},{"$f":"Daten!J171","v":0},null,null,0,0,0,0,0,0]
[null,143,6,1,{"$f":"Daten!I172","v":0},{"$f":"Daten!J172","v":0},null,null,0,0,0,0,0,0]
[null,144,6,1,{"$f":"Daten!I173","v":0},{"$f":"Daten!J173","v":0},null,null,0,0,0,0,0,0]
[null,145,7,1,{"$f":"Daten!I174","v":0},{"$f":"Daten!J174","v":0},null,null,0,0,0,0,0,0]
[null,146,7,1,{"$f":"Daten!I175","v":0},{"$f":"Daten!J175","v":0},null,null,0,0,0,0,0,0]
[null,147,7,1,{"$f":"Daten!I176","v":0},{"$f":"Daten!J176","v":0},null,null,0,0,0,0,0,0]
[null,148,7,1,{"$f":"Daten!I177","v":0},{"$f":"Daten!J177","v":0},null,null,0,0,0,0,0,0]
[null,149,7,1,{"$f":"Daten!I178","v":0},{"$f":"Daten!J178","v":0},null,null,0,0,0,0,0,0]
[null,150,7,1,{"$f":"Daten!I179","v":0},{"$f":"Daten!J179","v":0},null,null,0,0,0,0,0,0]
[null,151,7,1,{"$f":"Daten!I180","v":0},{"$f":"Daten!J180","v":0},null,null,0,0,0,0,0,0]
[null,152,7,1,{"$f":"Daten!I181","v":0},{"$f":"Daten!J181","v":0},null,null,0,0,0,0,0,0]
[null,153,7,1,{"$f":"Daten!I182","v":0},{"$f":"Daten!J182","v":0},null,null,0,0,0,0,0,0]
[null,154,7,1,{"$f":"Daten!I183","v":0},{"$f":"Daten!J183","v":0},null,null,0,0,0,0,0,0]
[null,155,7,1,{"$f":"Daten!I184","v":0},{"$f":"Daten!J184","v":0},null,null,0,0,0,0,0,0]
[null,156,7,1,{"$f":"Daten!I185","v":0},{"$f":"Daten!J185","v":0},null,null,0,0,0,0,0,0]
[null,157,7,1,{"$f":"Daten!I186","v":0},{"$f":"Daten!J186","v":0},null,null,0,0,0,0,0,0]
[null,158,7,1,{"$f":"Daten!I187","v":0},{"$f":"Daten!J187","v":0},null,null,0,0,0,0,0,0]
[null,159,7,1,{"$f":"Daten!I188","v":0},{"$f":"Daten!J188","v":0},null,null,0,0,0,0,0,0]
[null,160,7,1,{"$f":"Daten!I189","v":0},{"$f":"Daten!J189","v":0},null,null,0,0,0,0,0,0]
[null,161,7,1,{"$f":"Daten!I190","v":0},{"$f":"Daten!J190","v":0},null,null,0,0,0,0,0,0]
[null,162,7,1,{"$f":"Daten!I191","v":0},{"$f":"Daten!J191","v":0},null,null,0,0,0,0,0,0]
[null,163,7,1,{"$f":"Daten!I192","v":0},{"$f":"Daten!J192","v":0},null,null,0,0,0,0,0,0]
[null,164,7,1,{"$f":"Daten!I193","v":0},{"$f":"Daten!J193","v":0},null,null,0,0,0,0,0,0]
[null,165,7,1,{"$f":"Daten!I194","v":0},{"$f":"Daten!J194","v":0},null,null,0,0,0,0,0,0]
[null,166,7,1,{"$f":"Daten!I195","v":0},{"$f":"Daten!J195","v":0},null,null,0,0,0,0,0,0]
[null,167,7,1,{"$f":"Daten!I196","v":0},{"$f":"Daten!J196","v":0},null,null,0,0,0,0,0,0]
[null,168,7,1,{"$f":"Daten!I197","v":0},{"$f":"Daten!J197","v":0},null,null,0,0,0,0,0,0]
[null,169,8,1,{"$f":"Daten!I198","v":0},{"$f":"Daten!J198","v":0},null,null,0,0,0,0,0,0]
[null,170,8,1,{"$f":"Daten!I199","v":0},{"$f":"Daten!J199","v":0},null,null,0,0,0,0,0,0]
[null,171,8,1,{"$f":"Daten!I200","v":0},{"$f":"Daten!J200","v":0},null,null,0,0,0,0,0,0]
[null,172,8,1,{"$f":"Daten!I201","v":0},{"$f":"Daten!J201","v":0},null,null,0,0,0,0,0,0]
[null,173,8,1,{"$f":"Daten!I202","v":0},{"$f":"Daten!J202","v":0},null,null,0,0,0,0,0,0]
[null,174,8,1,{"$f":"Daten!I203","v":0},{"$f":"Daten!J203","v":0},null,null,0,0,0,0,0,0]
[null,175,8,1,{"$f":"Daten!I204","v":0},{"$f":"Daten!J204","v":0},null,null,0,0,0,0,0,0]
[null,176,8,1,{"$f":"Daten!I205","v":0},{"$f":"Daten!J205","v":0},null,null,0,0,0,0,0,0]
[null,177,8,1,{"$f":"Daten!I206","v":0},{"$f":"Daten!J206","v":0},null,null,0,0,0,0,0,0]
[null,178,8,1,{"$f":"Daten!I207","v":0},{"$f":"Daten!J207","v":0},null,null,0,0,0,0,0,0]
[null,179,8,1,{"$f":"Daten!I208","v":0},{"$f":"Daten!J208","v":0},null,null,0,0,0,0,0,0]
[null,180,8,1,{"$f":"Daten!I209","v":0},{"$f":"Daten!J209","v":0},null,null,0,0,0,0,0,0]
[null,181,8,1,{"$f":"Daten!I210","v":0},{"$f":"Daten!J210","v":0},null,null,0,0,0,0,0,0]
[null,182,8,1,{"$f":"Daten!I211","v":0},{"$f":"Daten!J211","v":0},null,null,0,0,0,0,0,0]
[null,183,8,1,{"$f":"Daten!I212","v":0},{"$f":"Daten!J212","v":0},null,null,0,0,0,0,0,0]
[null,184,8,1,{"$f":"Daten!I213","v":0},{"$f":"Daten!J213","v":0},null,null,0,0,0,0,0,0]
[null,185,8,1,{"$f":"Daten!I214","v":0},{"$f":"Daten!J214","v":0},null,null,0,0,0,0,0,0]
[null,186,8,1,{"$f":"Daten!I215","v":0},{"$f":"Daten!J215","v":0},null,null,0,0,0,0,0,0]
[null,187,8,1,{"$f":"Daten!I216","v":0},{"$f":"Daten!J216","v":0},null,null,0,0,0,0,0,0]
[null,188,8,1,{"$f":"Daten!I217","v":0},{"$f":"Daten!J217","v":0},null,null,0,0,0,0,0,0]
[null,189,8,1,{"$f":"Daten!I218","v":0},{"$f":"Daten!J218","v":0},null,null,0,0,0,0,0,0]
[null,190,8,1,{"$f":"Daten!I219","v":0},{"$f":"Daten!J219","v":0},null,null,0,0,0,0,0,0]
[null,191,8,1,{"$f":"Daten!I220","v":0},{"$f":"Daten!J220","v":0},null,null,0,0,0,0,0,0]
[null,192,8,1,{"$f":"Daten!I221","v":0},{"$f":"Daten!J221","v":0},null,null,0,0,0,0,0,0]
[null,193,9,1,{"$f":"Daten!I222","v":0},{"$f":"Daten!J222","v":0},null,null,0,0,0,0,0,{"$f":"IF(L209>0,I209+L209*Wirkungsgrad,I209+L209)","v":0}]
[null,194,{"$f":"CEILING(B210/24,1)","v":9},{"$f":"MONTH(C210)","v":1},{"$f":"Daten!I223","v":0},{"$f":"Daten!J223","v":0},null,null,0,{"$f":"MIN(E210,F210+I210)","v":0},{"$f":"E210-J210","v":0},{"$f":"MIN((F210-J210),BatteriespeicherWh-I210)","v":0},{"$f":"F210-(J210+L210)","v":0},0]
[null,195,9,1,{"$f":"Daten!I224","v":0},{"$f":"Daten!J224","v":0},null,null,{"$f":"N210","v":0},0,0,0,0,0]
[null,196,9,1,{"$f":"Daten!I225","v":0},{"$f":"Daten!J225","v":0},null,null,0,0,0,0,0,0]
[null,197,9,1,{"$f":"Daten!I226","v":0},{"$f":"Daten!J226","v":0},null,null,0,0,0,0,0,0]
[null,198,9,1,{"$f":"Daten!I227","v":0},{"$f":"Daten!J227","v":0},null,null,0,0,0,0,0,0]
[null,199,9,1,{"$f":"Daten!I228","v":0},{"$f":"Daten!J228","v":0},null,null,0,0,0,0,0,0]
[null,200,9,1,{"$f":"Daten!I229","v":0},{"$f":"Daten!J229","v":0},null,null,0,0,0,0,0,0]
[null,201,9,1,{"$f":"Daten!I230","v":0},{"$f":"Daten!J230","v":0},null,null,0,0,0,0,0,0]
[null,202,9,1,{"$f":"Daten!I231","v":0},{"$f":"Daten!J231","v":0},null,null,0,0,0,0,0,0]
[null,203,9,1,{"$f":"Daten!I232","v":0},{"$f":"Daten!J232","v":0},null,null,0,0,0,0,0,0]
[null,204,9,1,{"$f":"Daten!I233","v":0},{"$f":"Daten!J233","v":0},null,null,0,0,0,0,0,0]
[null,205,9,1,{"$f":"Daten!I234","v":0},{"$f":"Daten!J234","v":0},null,null,0,0,0,0,0,0]
[null,206,9,1,{"$f":"Daten!I235","v":0},{"$f":"Daten!J235","v":0},null,null,0,0,0,0,0,0]
[null,207,9,1,{"$f":"Daten!I236","v":0},{"$f":"Daten!J236","v":0},null,null,0,0,0,0,0,0]
[null,208,9,1,{"$f":"Daten!I237","v":0},{"$f":"Daten!J237","v":0},null,null,0,0,0,0,0,0]
[null,209,9,1,{"$f":"Daten!I238","v":0},{"$f":"Daten!J238","v":0},null,null,0,0,0,0,0,0]
[null,210,9,1,{"$f":"Daten!I239","v":0},{"$f":"Daten!J239","v":0},null,null,0,0,0,0,0,0]
[null,211,9,1,{"$f":"Daten!I240","v":0},{"$f":"Daten!J240","v":0},null,null,0,0,0,0,0,0]
[null,212,9,1,{"$f":"Daten!I241","v":0},{"$f":"Daten!J241","v":0},null,null,0,0,0,0,0,0]
[null,213,9,1,{"$f":"Daten!I242","v":0},{"$f":"Daten!J242","v":0},null,null,0,0,0,0,0,0]
[null,214,9,1,{"$f":"Daten!I243","v":0},{"$f":"Daten!J243","v":0},null,null,0,0,0,0,0,0]
[null,215,9,1,{"$f":"Daten!I244","v":0},{"$f":"Daten!J244","v":0},null,null,0,0,0,0,0,0]
[null,216,9,1,{"$f":"Daten!I245","v":0},{"$f":"Daten!J245","v":0},null,null,0,0,0,0,0,0]
[null,217,10,1,{"$f":"Daten!I246","v":0},{"$f":"Daten!J246","v":0},null,null,0,0,0,0,0,0]
[null,218,10,1,{"$f":"Daten!I247","v":0},{"$f":"Daten!J247","v":0},null,null,0,0,0,0,0,0]
[null,219,10,1,{"$f":"Daten!I248","v":0},{"$f":"Daten!J248","v":0},null,null,0,0,0,0,0,0]
[null,220,10,1,{"$f":"Daten!I249","v":0},{"$f":"Daten!J249","v":0},null,null,0,0,0,0,0,0]
[null,221,10,1,{"$f":"Daten!I250","v":0},{"$f":"Daten!J250","v":0},null,null,0,0,0,0,0,0]
[null,222,10,1,{"$f":"Daten!I251","v":0},{"$f":"Daten!J251","v":0},null,null,0,0,0,0,0,0]
[null,223,10,1,{"$f":"Daten!I252","v":0},{"$f":"Daten!J252","v":0},null,null,0,0,0,0,0,0]
[null,224,10,1,{"$f":"Daten!I253","v":0},{"$f":"Daten!J253","v":0},null,null,0,0,0,0,0,0]
[null,225,10,1,{"$f":"Daten!I254","v":0},{"$f":"Daten!J254","v":0},null,null,0,0,0,0,0,0]
[null,226,10,1,{"$f":"Daten!I255","v":0},{"$f":"Daten!J255","v":0},null,null,0,0,0,0,0,0]
[null,227,10,1,{"$f":"Daten!I256","v":0},{"$f":"Daten!J256","v":0},null,null,0,0,0,0,0,0]
[null,228,10,1,{"$f":"Daten!I257","v":0},{"$f":"Daten!J257","v":0},null,null,0,0,0,0,0,0]
[null,229,10,1,{"$f":"Daten!I258","v":0},{"$f":"Daten!J258","v":0},null,null,0,0,0,0,0,0]
[null,230,10,1,{"$f":"Daten!I259","v":0},{"$f":"Daten!J259","v":0},null,null,0,0,0,0,0,0]
[null,231,10,1,{"$f":"Daten!I260","v":0},{"$f":"Daten!J260","v":0},null,null,0,0,0,0,0,0]
[null,232,10,1,{"$f":"Daten!I261","v":0},{"$f":"Daten!J261","v":0},null,null,0,0,0,0,0,0]
[null,233,10,1,{"$f":"Daten!I262","v":0},{"$f":"Daten!J262","v":0},null,null,0,0,0,0,0,0]
[null,234,10,1,{"$f":"Daten!I263","v":0},{"$f":"Daten!J263","v":0},null,null,0,0,0,0,0,0]
[null,235,10,1,{"$f":"Daten!I264","v":0},{"$f":"Daten!J264","v":0},null,null,0,0,0,0,0,0]
[null,236,10,1,{"$f":"Daten!I265","v":0},{"$f":"Daten!J265","v":0},null,null,0,0,0,0,0,0]
[null,237,10,1,{"$f":"Daten!I266","v":0},{"$f":"Daten!J266","v":0},null,null,0,0,0,0,0,0]
[null,238,10,1,{"$f":"Daten!I267","v":0},{"$f":"Daten!J267","v":0},null,null,0,0,0,0,0,0]
[null,239,10,1,{"$f":"Daten!I268","v":0},{"$f":"Daten!J268","v":0},null,null,0,0,0,0,0,0]
[null,240,10,1,{"$f":"Daten!I269","v":0},{"$f":"Daten!J269","v":0},null,null,0,0,0,0,0,0]
[null,241,11,1,{"$f":"Daten!I270","v":0},{"$f":"Daten!J270","v":0},null,null,0,0,0,0,0,0]
[null,242,11,1,{"$f":"Daten!I271","v":0},{"$f":"Daten!J271","v":0},null,null,0,0,0,0,0,0]
[null,243,11,1,{"$f":"Daten!I272","v":0},{"$f":"Daten!J272","v":0},null,null,0,0,0,0,0,0]
[null,244,11,1,{"$f":"Daten!I273","v":0},{"$f":"Daten!J273","v":0},null,null,0,0,0,0,0,0]
[null,245,11,1,{"$f":"Daten!I274","v":0},{"$f":"Daten!J274","v":0},null,null,0,0,0,0,0,0]
[null,246,11,1,{"$f":"Daten!I275","v":0},{"$f":"Daten!J275","v":0},null,null,0,0,0,0,0,0]
[null,247,11,1,{"$f":"Daten!I276","v":0},{"$f":"Daten!J276","v":0},null,null,0,0,0,0,0,0]
[null,248,11,1,{"$f":"Daten!I277","v":0},{"$f":"Daten!J277","v":0},null,null,0,0,0,0,0,0]
[null,249,11,1,{"$f":"Daten!I278","v":0},{"$f":"Daten!J278","v":0},null,null,0,0,0,0,0,0]
[null,250,11,1,{"$f":"Daten!I279","v":0},{"$f":"Daten!J279","v":0},null,null,0,0,0,0,0,0]
[null,251,11,1,{"$f":"Daten!I280","v":0},{"$f":"Daten!J280","v":0},null,null,0,0,0,0,0,0]
[null,252,11,1,{"$f":"Daten!I281","v":0},{"$f":"Daten!J281","v":0},null,null,0,0,0,0,0,0]
[null,253,11,1,{"$f":"Daten!I282","v":0},{"$f":"Daten!J282","v":0},null,null,0,0,0,0,0,0]
[null,254,11,1,{"$f":"Daten!I283","v":0},{"$f":"Daten!J283","v":0},null,null,0,0,0,0,0,0]
[null,255,11,1,{"$f":"Daten!I284","v":0},{"$f":"Daten!J284","v":0},null,null,0,0,0,0,0,0]
[null,256,11,1,{"$f":"Daten!I285","v":0},{"$f":"Daten!J285","v":0},null,null,0,0,0,0,0,0]
[null,257,11,1,{"$f":"Daten!I286","v":0},{"$f":"Daten!J286","v":0},null,null,0,0,0,0,0,{"$f":"IF(L273>0,I273+L273*Wirkungsgrad,I273+L273)","v":0}]
[null,258,{"$f":"CEILING(B274/24,1)","v":11},{"$f":"MONTH(C274)","v":1},{"$f":"Daten!I287","v":0},{"$f":"Daten!J287","v":0},null,null,0,{"$f":"MIN(E274,F274+I274)","v":0},{"$f":"E274-J274","v":0},{"$f":"MIN((F274-J274),BatteriespeicherWh-I274)","v":0},{"$f":"F274-(J274+L274)","v":0},0]
[null,259,11,1,{"$f":"Daten!I288","v":0},{"$f":"Daten!J288","v":0},null,null,{"$f":"N274","v":0},0,0,0,0,0]
[null,260,11,1,{"$f":"Daten!I289","v":0},{"$f":"Daten!J289","v":0},null,null,0,0,0,0,0,0]
[null,261,11,1,{"$f":"Daten!I290","v":0},{"$f":"Daten!J290","v":0},null,null,0,0,0,0,0,0]
[null,262,11,1,{"$f":"Daten!I291","v":0},{"$f":"Daten!J291","v":0},null,null,0,0,0,0,0,0]
[null,263,11,1,{"$f":"Daten!I292","v":0},{"$f":"Daten!J292","v":0},null,null,0,0,0,0,0,0]
[null,264,11,1,{"$f":"Daten!I293","v":0},{"$f":"Daten!J293","v":0},null,null,0,0,0,0,0,0]
[null,265,12,1,{"$f":"Daten!I294","v":0},{"$f":"Daten!J294","v":0},null,null,0,0,0,0,0,0]
[null,266,12,1,{"$f":"Daten!I295","v":0},{"$f":"Daten!J295","v":0},null,null,0,0,0,0,0,0]
[null,267,12,1,{"$f":"Daten!I296","v":0},{"$f":"Daten!J296","v":0},null,null,0,0,0,0,0,0]
[null,268,12,1,{"$f":"Daten!I297","v":0},{"$f":"Daten!J297","v":0},null,null,0,0,0,0,0,0]
[null,269,12,1,{"$f":"Daten!I298","v":0},{"$f":"Daten!J298","v":0},null,null,0,0,0,0,0,0]
[null,270,12,1,{"$f":"Daten!I299","v":0},{"$f":"Daten!J299","v":0},null,null,0,0,0,0,0,0]
[null,271,12,1,{"$f":"Daten!I300","v":0},{"$f":"Daten!J300","v":0},null,null,0,0,0,0,0,0]
[null,272,12,1,{"$f":"Daten!I301","v":0},{"$f":"Daten!J301","v":0},null,null,0,0,0,0,0,0]
[null,273,12,1,{"$f":"Daten!I302","v":0},{"$f":"Daten!J302","v":0},null,null,0,0,0,0,0,0]
[null,274,12,1,{"$f":"Daten!I303","v":0},{"$f":"Daten!J303","v":0},null,null,0,0,0,0,0,0]
[null,275,12,1,{"$f":"Daten!I304","v":0},{"$f":"Daten!J304","v":0},null,null,0,0,0,0,0,0]
[null,276,12,1,{"$f":"Daten!I305","v":0},{"$f":"Daten!J305","v":0},null,null,0,0,0,0,0,0]
[null,277,12,1,{"$f":"Daten!I306","v":0},{"$f":"Daten!J306","v":0},null,null,0,0,0,0,0,0]
[null,278,12,1,{"$f":"Daten!I307","v":0},{"$f":"Daten!J307","v":0},null,null,0,0,0,0,0,0]
[null,279,12,1,{"$f":"Daten!I308","v":0},{"$f":"Daten!J308","v":0},null,null,0,0,0,0,0,0]
[null,280,12,1,{"$f":"Daten!I309","v":0},{"$f":"Daten!J309","v":0},null,null,0,0,0,0,0,0]
[null,281,12,1,{"$f":"Daten!I310","v":0},{"$f":"Daten!J310","v":0},null,null,0,0,0,0,0,0]
[null,282,12,1,{"$f":"Daten!I311","v":0},{"$f":"Daten!J311","v":0},null,null,0,0,0,0,0,0]
[null,283,12,1,{"$f":"Daten!I312","v":0},{"$f":"Daten!J312","v":0},null,null,0,0,0,0,0,0]
[null,284,12,1,{"$f":"Daten!I313","v":0},{"$f":"Daten!J313","v":0},null,null,0,0,0,0,0,0]
[null,285,12,1,{"$f":"Daten!I314","v":0},{"$f":"Daten!J314","v":0},null,null,0,0,0,0,0,0]
[null,286,12,1,{"$f":"Daten!I315","v":0},{"$f":"Daten!J315","v":0},null,null,0,0,0,0,0,0]
[null,287,12,1,{"$f":"Daten!I316","v":0},{"$f":"Daten!J316","v":0},null,null,0,0,0,0,0,0]
[null,288,12,1,{"$f":"Daten!I317","v":0},{"$f":"Daten!J317","v":0},null,null,0,0,0,0,0,0]
[null,289,13,1,{"$f":"Daten!I318","v":0},{"$f":"Daten!J318","v":0},null,null,0,0,0,0,0,0]
[null,290,13,1,{"$f":"Daten!I319","v":0},{"$f":"Daten!J319","v":0},null,null,0,0,0,0,0,0]
[null,291,13,1,{"$f":"Daten!I320","v":0},{"$f":"Daten!J320","v":0},null,null,0,0,0,0,0,0]
[null,292,13,1,{"$f":"Daten!I321","v":0},{"$f":"Daten!J321","v":0},null,null,0,0,0,0,0,0]
[null,293,13,1,{"$f":"Daten!I322","v":0},{"$f":"Daten!J322","v":0},null,null,0,0,0,0,0,0]
[null,294,13,1,{"$f":"Daten!I323","v":0},{"$f":"Daten!J323","v":0},null,null,0,0,0,0,0,0]
[null,295,13,1,{"$f":"Daten!I324","v":0},{"$f":"Daten!J324","v":0},null,null,0,0,0,0,0,0]
[null,296,13,1,{"$f":"Daten!I325","v":0},{"$f":"Daten!J325","v":0},null,null,0,0,0,0,0,0]
[null,297,13,1,{"$f":"Daten!I326","v":0},{"$f":"Daten!J326","v":0},null,null,0,0,0,0,0,0]
[null,298,13,1,{"$f":"Daten!I327","v":0},{"$f":"Daten!J327","v":0},null,null,0,0,0,0,0,0]
[null,299,13,1,{"$f":"Daten!I328","v":0},{"$f":"Daten!J328","v":0},null,null,0,0,0,0,0,0]
[null,300,13,1,{"$f":"Daten!I329","v":0},{"$f":"Daten!J329","v":0},null,null,0,0,0,0,0,0]
[null,301,13,1,{"$f":"Daten!I330","v":0},{"$f":"Daten!J330","v":0},null,null,0,0,0,0,0,0]
[null,302,13,1,{"$f":"Daten!I331","v":0},{"$f":"Daten!J331","v":0},null,null,0,0,0,0,0,0]
[null,303,13,1,{"$f":"Daten!I332","v":0},{"$f":"Daten!J332","v":0},null,null,0,0,0,0,0,0]
[null,304,13,1,{"$f":"Daten!I333","v":0},{"$f":"Daten!J333","v":0},null,null,0,0,0,0,0,0]
[null,305,13,1,{"$f":"Daten!I334","v":0},{"$f":"Daten!J334","v":0},null,null,0,0,0,0,0,0]
[null,306,13,1,{"$f":"Daten!I335","v":0},{"$f":"Daten!J335","v":0},null,null,0,0,0,0,0,0]
[null,307,13,1,{"$f":"Daten!I336","v":0},{"$f":"Daten!J336","v":0},null,null,0,0,0,0,0,0]
[null,308,13,1,{"$f":"Daten!I337","v":0},{"$f":"Daten!J337","v":0},null,null,0,0,0,0,0,0]
[null,309,13,1,{"$f":"Daten!I338","v":0},{"$f":"Daten!J338","v":0},null,null,0,0,0,0,0,0]
[null,310,13,1,{"$f":"Daten!I339","v":0},{"$f":"Daten!J339","v":0},null,null,0,0,0,0,0,0]
[null,311,13,1,{"$f":"Daten!I340","v":0},{"$f":"Daten!J340","v":0},null,null,0,0,0,0,0,0]
[null,312,13,1,{"$f":"Daten!I341","v":0},{"$f":"Daten!J341","v":0},null,null,0,0,0,0,0,0]
[null,313,14,1,{"$f":"Daten!I342","v":0},{"$f":"Daten!J342","v":0},null,null,0,0,0,0,0,0]
[null,314,14,1,{"$f":"Daten!I343","v":0},{"$f":"Daten!J343","v":0},null,null,0,0,0,0,0,0]
[null,315,14,1,{"$f":"Daten!I344","v":0},{"$f":"Daten!J344","v":0},null,null,0,0,0,0,0,0]
[null,316,14,1,{"$f":"Daten!I345","v":0},{"$f":"Daten!J345","v":0},null,null,0,0,0,0,0,0]
[null,317,14,1,{"$f":"Daten!I346","v":0},{"$f":"Daten!J346","v":0},null,null,0,0,0,0,0,0]
[null,318,14,1,{"$f":"Daten!I347","v":0},{"$f":"Daten!J347","v":0},null,null,0,0,0,0,0,0]
[null,319,14,1,{"$f":"Daten!I348","v":0},{"$f":"Daten!J348","v":0},null,null,0,0,0,0,0,0]
[null,320,14,1,{"$f":"Daten!I349","v":0},{"$f":"Daten!J349","v":0},null,null,0,0,0,0,0,0]
[null,321,14,1,{"$f":"Daten!I350","v":0},{"$f":"Daten!J350","v":0},null,null,0,0,0,0,0,{"$f":"IF(L337>0,I337+L337*Wirkungsgrad,I337+L337)","v":0}]
[null,322,{"$f":"CEILING(B338/24,1)","v":14},{"$f":"MONTH(C338)","v":1},{"$f":"Daten!I351","v":0},{"$f":"Daten!J351","v":0},null,null,0,{"$f":"MIN(E338,F338+I338)","v":0},{"$f":"E338-J338","v":0},{"$f":"MIN((F338-J338),BatteriespeicherWh-I338)","v":0},{"$f":"F338-(J338+L338)","v":0},0]
[null,323,14,1,{"$f":"Daten!I352","v":0},{"$f":"Daten!J352","v":0},null,null,{"$f":"N338","v":0},0,0,0,0,0]
[null,324,14,1,{"$f":"Daten!I353","v":0},{"$f":"Daten!J353","v":0},null,null,0,0,0,0,0,0]
[null,325,14,1,{"$f":"Daten!I354","v":0},{"$f":"Daten!J354","v":0},null,null,0,0,0,0,0,0]
[null,326,14,1,{"$f":"Daten!I355","v":0},{"$f":"Daten!J355","v":0},null,null,0,0,0,0,0,0]
[null,327,14,1,{"$f":"Daten!I356","v":0},{"$f":"Daten!J356","v":0},null,null,0,0,0,0,0,0]
[null,328,14,1,{"$f":"Daten!I357","v":0},{"$f":"Daten!J357","v":0},null,null,0,0,0,0,0,0]
[null,329,14,1,{"$f":"Daten!I358","v":0},{"$f":"Daten!J358","v":0},null,null,0,0,0,0,0,0]
[null,330,14,1,{"$f":"Daten!I359","v":0},{"$f":"Daten!J359","v":0},null,null,0,0,0,0,0,0]
[null,331,14,1,{"$f":"Daten!I360","v":0},{"$f":"Daten!J360","v":0},null,null,0,0,0,0,0,0]
[null,332,14,1,{"$f":"Daten!I361","v":0},{"$f":"Daten!J361","v":0},null,null,0,0,0,0,0,0]
[null,333,14,1,{"$f":"Daten!I362","v":0},{"$f":"Daten!J362","v":0},null,null,0,0,0,0,0,0]
[null,334,14,1,{"$f":"Daten!I363","v":0},{"$f":"Daten!J363","v":0},null,null,0,0,0,0,0,0]
[null,335,14,1,{"$f":"Daten!I364","v":0},{"$f":"Daten!J364","v":0},null,null,0,0,0,0,0,0]
[null,336,14,1,{"$f":"Daten!I365","v":0},{"$f":"Daten!J365","v":0},null,null,0,0,0,0,0,0]
[null,337,15,1,{"$f":"Daten!I366","v":0},{"$f":"Daten!J366","v":0},null,null,0,0,0,0,0,0]
[null,338,15,1,{"$f":"Daten!I367","v":0},{"$f":"Daten!J367","v":0},null,null,0,0,0,0,0,0]
[null,339,15,1,{"$f":"Daten!I368","v":0},{"$f":"Daten!J368","v":0},null,null,0,0,0,0,0,0]
[null,340,15,1,{"$f":"Daten!I369","v":0},{"$f":"Daten!J369","v":0},null,null,0,0,0,0,0,0]
[null,341,15,1,{"$f":"Daten!I370","v":0},{"$f":"Daten!J370","v":0},null,null,0,0,0,0,0,0]
[null,342,15,1,{"$f":"Daten!I371","v":0},{"$f":"Daten!J371","v":0},null,null,0,0,0,0,0,0]
[null,343,15,1,{"$f":"Daten!I372","v":0},{"$f":"Daten!J372","v":0},null,null,0,0,0,0,0,0]
[null,344,15,1,{"$f":"Daten!I373","v":0},{"$f":"Daten!J373","v":0},null,null,0,0,0,0,0,0]
[null,345,15,1,{"$f":"Daten!I374","v":0},{"$f":"Daten!J374","v":0},null,null,0,0,0,0,0,0]
[null,346,15,1,{"$f":"Daten!I375","v":0},{"$f":"Daten!J375","v":0},null,null,0,0,0,0,0,0]
[null,347,15,1,{"$f":"Daten!I376","v":0},{"$f":"Daten!J376","v":0},null,null,0,0,0,0,0,0]
[null,348,15,1,{"$f":"Daten!I377","v":0},{"$f":"Daten!J377","v":0},null,null,0,0,0,0,0,0]
[null,349,15,1,{"$f":"Daten!I378","v":0},{"$f":"Daten!J378","v":0},null,null,0,0,0,0,0,0]
[null,350,15,1,{"$f":"Daten!I379","v":0},{"$f":"Daten!J379","v":0},null,null,0,0,0,0,0,0]
[null,351,15,1,{"$f":"Daten!I380","v":0},{"$f":"Daten!J380","v":0},null,null,0,0,0,0,0,0]
[null,352,15,1,{"$f":"Daten!I381","v":0},{"$f":"Daten!J381","v":0},null,null,0,0,0,0,0,0]
[null,353,15,1,{"$f":"Daten!I382","v":0},{"$f":"Daten!J382","v":0},null,null,0,0,0,0,0,0]
[null,354,15,1,{"$f":"Daten!I383","v":0},{"$f":"Daten!J383","v":0},null,null,0,0,0,0,0,0]
[null,355,15,1,{"$f":"Daten!I384","v":0},{"$f":"Daten!J384","v":0},null,null,0,0,0,0,0,0]
[null,356,15,1,{"$f":"Daten!I385","v":0},{"$f":"Daten!J385","v":0},null,null,0,0,0,0,0,0]
[null,357,15,1,{"$f":"Daten!I386","v":0},{"$f":"Daten!J386","v":0},null,null,0,0,0,0,0,0]
[null,358,15,1,{"$f":"Daten!I387","v":0},{"$f":"Daten!J387","v":0},null,null,0,0,0,0,0,0]
[null,359,15,1,{"$f":"Daten!I388","v":0},{"$f":"Daten!J388","v":0},null,null,0,0,0,0,0,0]
[null,360,15,1,{"$f":"Daten!I389","v":0},{"$f":"Daten!J389","v":0},null,null,0,0,0,0,0,0]
[null,361,16,1,{"$f":"Daten!I390","v":0},{"$f":"Daten!J390","v":0},null,null,0,0,0,0,0,0]
[null,362,16,1,{"$f":"Daten!I391","v":0},{"$f":"Daten!J391","v":0},null,null,0,0,0,0,0,0]
[null,363,16,1,{"$f":"Daten!I392","v":0},{"$f":"Daten!J392","v":0},null,null,0,0,0,0,0,0]
[null,364,16,1,{"$f":"Daten!I393","v":0},{"$f":"Daten!J393","v":0},null,null,0,0,0,0,0,0]
[null,365,16,1,{"$f":"Daten!I394","v":0},{"$f":"Daten!J394","v":0},null,null,0,0,0,0,0,0]
[null,366,16,1,{"$f":"Daten!I395","v":0},{"$f":"Daten!J395","v":0},null,null,0,0,0,0,0,0]
[null,367,16,1,{"$f":"Daten!I396","v":0},{"$f":"Daten!J396","v":0},null,null,0,0,0,0,0,0]
[null,368,16,1,{"$f":"Daten!I397","v":0},{"$f":"Daten!J397","v":0},null,null,0,0,0,0,0,0]
[null,369,16,1,{"$f":"Daten!I398","v":0},{"$f":"Daten!J398","v":0},null,null,0,0,0,0,0,0]
[null,370,16,1,{"$f":"Daten!I399","v":0},{"$f":"Daten!J399","v":0},null,null,0,0,0,0,0,0]
[null,371,16,1,{"$f":"Daten!I400","v":0},{"$f":"Daten!J400","v":0},null,null,0,0,0,0,0,0]
[null,372,16,1,{"$f":"Daten!I401","v":0},{"$f":"Daten!J401","v":0},null,null,0,0,0,0,0,0]
[null,373,16,1,{"$f":"Daten!I402","v":0},{"$f":"Daten!J402","v":0},null,null,0,0,0,0,0,0]
[null,374,16,1,{"$f":"Daten!I403","v":0},{"$f":"Daten!J403","v":0},null,null,0,0,0,0,0,0]
[null,375,16,1,{"$f":"Daten!I404","v":0},{"$f":"Daten!J404","v":0},null,null,0,0,0,0,0,0]
[null,376,16,1,{"$f":"Daten!I405","v":0},{"$f":"Daten!J405","v":0},null,null,0,0,0,0,0,0]
[null,377,16,1,{"$f":"Daten!I406","v":0},{"$f":"Daten!J406","v":0},null,null,0,0,0,0,0,0]
[null,378,16,1,{"$f":"Daten!I407","v":0},{"$f":"Daten!J407","v":0},null,null,0,0,0,0,0,0]
[null,379,16,1,{"$f":"Daten!I408","v":0},{"$f":"Daten!J408","v":0},null,null,0,0,0,0,0,0]
[null,380,16,1,{"$f":"Daten!I409","v":0},{"$f":"Daten!J409","v":0},null,null,0,0,0,0,0,0]
[null,381,16,1,{"$f":"Daten!I410","v":0},{"$f":"Daten!J410","v":0},null,null,0,0,0,0,0,0]
[null,382,16,1,{"$f":"Daten!I411","v":0},{"$f":"Daten!J411","v":0},null,null,0,0,0,0,0,0]
[null,383,16,1,{"$f":"Daten!I412","v":0},{"$f":"Daten!J412","v":0},null,null,0,0,0,0,0,0]
[null,384,16,1,{"$f":"Daten!I413","v":0},{"$f":"Daten!J413","v":0},null,null,0,0,0,0,0,0]
[null,385,17,1,{"$f":"Daten!I414","v":0},{"$f":"Daten!J414","v":0},null,null,0,0,0,0,0,{"$f":"IF(L401>0,I401+L401*Wirkungsgrad,I401+L401)","v":0}]
[null,386,{"$f":"CEILING(B402/24,1)","v":17},{"$f":"MONTH(C402)","v":1},{"$f":"Daten!I415","v":0},{"$f":"Daten!J415","v":0},null,null,0,{"$f":"MIN(E402,F402+I402)","v":0},{"$f":"E402-J402","v":0},{"$f":"MIN((F402-J402),BatteriespeicherWh-I402)","v":0},{"$f":"F402-(J402+L402)","v":0},0]
[null,387,17,1,{"$f":"Daten!I416","v":0},{"$f":"Daten!J416","v":0},null,null,{"$f":"N402","v":0},0,0,0,0,0]
[null,388,17,1,{"$f":"Daten!I417","v":0},{"$f":"Daten!J417","v":0},null,null,0,0,0,0,0,0]
[null,389,17,1,{"$f":"Daten!I418","v":0},{"$f":"Daten!J418","v":0},null,null,0,0,0,0,0,0]
[null,390,17,1,{"$f":"Daten!I419","v":0},{"$f":"Daten!J419","v":0},null,null,0,0,0,0,0,0]
[null,391,17,1,{"$f":"Daten!I420","v":0},{"$f":"Daten!J420","v":0},null,null,0,0,0,0,0,0]
[null,392,17,1,{"$f":"Daten!I421","v":0},{"$f":"Daten!J421","v":0},null,null,0,0,0,0,0,0]
[null,393,17,1,{"$f":"Daten!I422","v":0},{"$f":"Daten!J422","v":0},null,null,0,0,0,0,0,0]
[null,394,17,1,{"$f":"Daten!I423","v":0},{"$f":"Daten!J423","v":0},null,null,0,0,0,0,0,0]
[null,395,17,1,{"$f":"Daten!I424","v":0},{"$f":"Daten!J424","v":0},null,null,0,0,0,0,0,0]
[null,396,17,1,{"$f":"Daten!I425","v":0},{"$f":"Daten!J425","v":0},null,null,0,0,0,0,0,0]
[null,397,17,1,{"$f":"Daten!I426","v":0},{"$f":"Daten!J426","v":0},null,null,0,0,0,0,0,0]
[null,398,17,1,{"$f":"Daten!I427","v":0},{"$f":"Daten!J427","v":0},null,null,0,0,0,0,0,0]
[null,399,17,1,{"$f":"Daten!I428","v":0},{"$f":"Daten!J428","v":0},null,null,0,0,0,0,0,0]
[null,400,17,1,{"$f":"Daten!I429","v":0},{"$f":"Daten!J429","v":0},null,null,0,0,0,0,0,0]
[null,401,17,1,{"$f":"Daten!I430","v":0},{"$f":"Daten!J430","v":0},null,null,0,0,0,0,0,0]
[null,402,17,1,{"$f":"Daten!I431","v":0},{"$f":"Daten!J431","v":0},null,null,0,0,0,0,0,0]
[null,403,17,1,{"$f":"Daten!I432","v":0},{"$f":"Daten!J432","v":0},null,null,0,0,0,0,0,0]
[null,404,17,1,{"$f":"Daten!I433","v":0},{"$f":"Daten!J433","v":0},null,null,0,0,0,0,0,0]
[null,405,17,1,{"$f":"Daten!I434","v":0},{"$f":"Daten!J434","v":0},null,null,0,0,0,0,0,0]
[null,406,17,1,{"$f":"Daten!I435","v":0},{"$f":"Daten!J435","v":0},null,null,0,0,0,0,0,0]
[null,407,17,1,{"$f":"Daten!I436","v":0},{"$f":"Daten!J436","v":0},null,null,0,0,0,0,0,0]
[null,408,17,1,{"$f":"Daten!I437","v":0},{"$f":"Daten!J437","v":0},null,null,0,0,0,0,0,0]
[null,409,18,1,{"$f":"Daten!I438","v":0},{"$f":"Daten!J438","v":0},null,null,0,0,0,0,0,0]
[null,410,18,1,{"$f":"Daten!I439","v":0},{"$f":"Daten!J439","v":0},null,null,0,0,0,0,0,0]
[null,411,18,1,{"$f":"Daten!I440","v":0},{"$f":"Daten!J440","v":0},null,null,0,0,0,0,0,0]
[null,412,18,1,{"$f":"Daten!I441","v":0},{"$f":"Daten!J441","v":0},null,null,0,0,0,0,0,0]
[null,413,18,1,{"$f":"Daten!I442","v":0},{"$f":"Daten!J442","v":0},null,null,0,0,0,0,0,0]
[null,414,18,1,{"$f":"Daten!I443","v":0},{"$f":"Daten!J443","v":0},null,null,0,0,0,0,0,0]
[null,415,18,1,{"$f":"Daten!I444","v":0},{"$f":"Daten!J444","v":0},null,null,0,0,0,0,0,0]
[null,416,18,1,{"$f":"Daten!I445","v":0},{"$f":"Daten!J445","v":0},null,null,0,0,0,0,0,0]
[null,417,18,1,{"$f":"Daten!I446","v":0},{"$f":"Daten!J446","v":0},null,null,0,0,0,0,0,0]
[null,418,18,1,{"$f":"Daten!I447","v":0},{"$f":"Daten!J447","v":0},null,null,0,0,0,0,0,0]
[null,419,18,1,{"$f":"Daten!I448","v":0},{"$f":"Daten!J448","v":0},null,null,0,0,0,0,0,0]
[null,420,18,1,{"$f":"Daten!I449","v":0},{"$f":"Daten!J449","v":0},null,null,0,0,0,0,0,0]
[null,421,18,1,{"$f":"Daten!I450","v":0},{"$f":"Daten!J450","v":0},null,null,0,0,0,0,0,0]
[null,422,18,1,{"$f":"Daten!I451","v":0},{"$f":"Daten!J451","v":0},null,null,0,0,0,0,0,0]
[null,423,18,1,{"$f":"Daten!I452","v":0},{"$f":"Daten!J452","v":0},null,null,0,0,0,0,0,0]
[null,424,18,1,{"$f":"Daten!I453","v":0},{"$f":"Daten!J453","v":0},null,null,0,0,0,0,0,0]
[null,425,18,1,{"$f":"Daten!I454","v":0},{"$f":"Daten!J454","v":0},null,null,0,0,0,0,0,0]
[null,426,18,1,{"$f":"Daten!I455","v":0},{"$f":"Daten!J455","v":0},null,null,0,0,0,0,0,0]
[null,427,18,1,{"$f":"Daten!I456","v":0},{"$f":"Daten!J456","v":0},null,null,0,0,0,0,0,0]
[null,428,18,1,{"$f":"Daten!I457","v":0},{"$f":"Daten!J457","v":0},null,null,0,0,0,0,0,0]
[null,429,18,1,{"$f":"Daten!I458","v":0},{"$f":"Daten!J458","v":0},null,null,0,0,0,0,0,0]
[null,430,18,1,{"$f":"Daten!I459","v":0},{"$f":"Daten!J459","v":0},null,null,0,0,0,0,0,0]
[null,431,18,1,{"$f":"Daten!I460","v":0},{"$f":"Daten!J460","v":0},null,null,0,0,0,0,0,0]
[null,432,18,1,{"$f":"Daten!I461","v":0},{"$f":"Daten!J461","v":0},null,null,0,0,0,0,0,0]
[null,433,19,1,{"$f":"Daten!I462","v":0},{"$f":"Daten!J462","v":0},null,null,0,0,0,0,0,0]
[null,434,19,1,{"$f":"Daten!I463","v":0},{"$f":"Daten!J463","v":0},null,null,0,0,0,0,0,0]
[null,435,19,1,{"$f":"Daten!I464","v":0},{"$f":"Daten!J464","v":0},null,null,0,0,0,0,0,0]
[null,436,19,1,{"$f":"Daten!I465","v":0},{"$f":"Daten!J465","v":0},null,null,0,0,0,0,0,0]
[null,437,19,1,{"$f":"Daten!I466","v":0},{"$f":"Daten!J466","v":0},null,null,0,0,0,0,0,0]
[null,438,19,1,{"$f":"Daten!I467","v":0},{"$f":"Daten!J467","v":0},null,null,0,0,0,0,0,0]
[null,439,19,1,{"$f":"Daten!I468","v":0},{"$f":"Daten!J468","v":0},null,null,0,0,0,0,0,0]
[null,440,19,1,{"$f":"Daten!I469","v":0},{"$f":"Daten!J469","v":0},null,null,0,0,0,0,0,0]
[null,441,19,1,{"$f":"Daten!I470","v":0},{"$f":"Daten!J470","v":0},null,null,0,0,0,0,0,0]
[null,442,19,1,{"$f":"Daten!I471","v":0},{"$f":"Daten!J471","v":0},null,null,0,0,0,0,0,0]
[null,443,19,1,{"$f":"Daten!I472","v":0},{"$f":"Daten!J472","v":0},null,null,0,0,0,0,0,0]
[null,444,19,1,{"$f":"Daten!I473","v":0},{"$f":"Daten!J473","v":0},null,null,0,0,0,0,0,0]
[null,445,19,1,{"$f":"Daten!I474","v":0},{"$f":"Daten!J474","v":0},null,null,0,0,0,0,0,0]
[null,446,19,1,{"$f":"Daten!I475","v":0},{"$f":"Daten!J475","v":0},null,null,0,0,0,0,0,0]
[null,447,19,1,{"$f":"Daten!I476","v":0},{"$f":"Daten!J476","v":0},null,null,0,0,0,0,0,0]
[null,448,19,1,{"$f":"Daten!I477","v":0},{"$f":"Daten!J477","v":0},null,null,0,0,0,0,0,0]
[null,449,19,1,{"$f":"Daten!I478","v":0},{"$f":"Daten!J478","v":0},null,null,0,0,0,0,0,{"$f":"IF(L465>0,I465+L465*Wirkungsgrad,I465+L465)","v":0}]
[null,450,{"$f":"CEILING(B466/24,1)","v":19},{"$f":"MONTH(C466)","v":1},{"$f":"Daten!I479","v":0},{"$f":"Daten!J479","v":0},null,null,0,{"$f":"MIN(E466,F466+I466)","v":0},{"$f":"E466-J466","v":0},{"$f":"MIN((F466-J466),BatteriespeicherWh-I466)","v":0},{"$f":"F466-(J466+L466)","v":0},0]
[null,451,19,1,{"$f":"Daten!I480","v":0},{"$f":"Daten!J480","v":0},null,null,{"$f":"N466","v":0},0,0,0,0,0]
[null,452,19,1,{"$f":"Daten!I481","v":0},{"$f":"Daten!J481","v":0},null,null,0,0,0,0,0,0]
[null,453,19,1,{"$f":"Daten!I482","v":0},{"$f":"Daten!J482","v":0},null,null,0,0,0,0,0,0]
[null,454,19,1,{"$f":"Daten!I483","v":0},{"$f":"Daten!J483","v":0},null,null,0,0,0,0,0,0]
[null,455,19,1,{"$f":"Daten!I484","v":0},{"$f":"Daten!J484","v":0},null,null,0,0,0,0,0,0]
[null,456,19,1,{"$f":"Daten!I485","v":0},{"$f":"Daten!J485","v":0},null,null,0,0,0,0,0,0]
[null,457,20,1,{"$f":"Daten!I486","v":0},{"$f":"Daten!J486","v":0},null,null,0,0,0,0,0,0]
[null,458,20,1,{"$f":"Daten!I487","v":0},{"$f":"Daten!J487","v":0},null,null,0,0,0,0,0,0]
[null,459,20,1,{"$f":"Daten!I488","v":0},{"$f":"Daten!J488","v":0},null,null,0,0,0,0,0,0]
[null,460,20,1,{"$f":"Daten!I489","v":0},{"$f":"Daten!J489","v":0},null,null,0,0,0,0,0,0]
[null,461,20,1,{"$f":"Daten!I490","v":0},{"$f":"Daten!J490","v":0},null,null,0,0,0,0,0,0]
[null,462,20,1,{"$f":"Daten!I491","v":0},{"$f":"Daten!J491","v":0},null,null,0,0,0,0,0,0]
[null,463,20,1,{"$f":"Daten!I492","v":0},{"$f":"Daten!J492","v":0},null,null,0,0,0,0,0,0]
[null,464,20,1,{"$f":"Daten!I493","v":0},{"$f":"Daten!J493","v":0},null,null,0,0,0,0,0,0]
[null,465,20,1,{"$f":"Daten!I494","v":0},{"$f":"Daten!J494","v":0},null,null,0,0,0,0,0,0]
[null,466,20,1,{"$f":"Daten!I495","v":0},{"$f":"Daten!J495","v":0},null,null,0,0,0,0,0,0]
[null,467,20,1,{"$f":"Daten!I496","v":0},{"$f":"Daten!J496","v":0},null,null,0,0,0,0,0,0]
[null,468,20,1,{"$f":"Daten!I497","v":0},{"$f":"Daten!J497","v":0},null,null,0,0,0,0,0,0]
[null,469,20,1,{"$f":"Daten!I498","v":0},{"$f":"Daten!J498","v":0},null,null,0,0,0,0,0,0]
[null,470,20,1,{"$f":"Daten!I499","v":0},{"$f":"Daten!J499","v":0},null,null,0,0,0,0,0,0]
[null,471,20,1,{"$f":"Daten!I500","v":0},{"$f":"Daten!J500","v":0},null,null,0,0,0,0,0,0]
[null,472,20,1,{"$f":"Daten!I501","v":0},{"$f":"Daten!J501","v":0},null,null,0,0,0,0,0,0]
[null,473,20,1,{"$f":"Daten!I502","v":0},{"$f":"Daten!J502","v":0},null,null,0,0,0,0,0,0]
[null,474,20,1,{"$f":"Daten!I503","v":0},{"$f":"Daten!J503","v":0},null,null,0,0,0,0,0,0]
[null,475,20,1,{"$f":"Daten!I504","v":0},{"$f":"Daten!J504","v":0},null,null,0,0,0,0,0,0]
[null,476,20,1,{"$f":"Daten!I505","v":0},{"$f":"Daten!J505","v":0},null,null,0,0,0,0,0,0]
[null,477,20,1,{"$f":"Daten!I506","v":0},{"$f":"Daten!J506","v":0},null,null,0,0,0,0,0,0]
[null,478,20,1,{"$f":"Daten!I507","v":0},{"$f":"Daten!J507","v":0},null,null,0,0,0,0,0,0]
[null,479,20,1,{"$f":"Daten!I508","v":0},{"$f":"Daten!J508","v":0},null,null,0,0,0,0,0,0]
[null,480,20,1,{"$f":"Daten!I509","v":0},{"$f":"Daten!J509","v":0},null,null,0,0,0,0,0,0]
[null,481,21,1,{"$f":"Daten!I510","v":0},{"$f":"Daten!J510","v":0},null,null,0,0,0,0,0,0]
[null,482,21,1,{"$f":"Daten!I511","v":0},{"$f":"Daten!J511","v":0},null,null,0,0,0,0,0,0]
[null,483,21,1,{"$f":"Daten!I512","v":0},{"$f":"Daten!J512","v":0},null,null,0,0,0,0,0,0]
[null,484,21,1,{"$f":"Daten!I513","v":0},{"$f":"Daten!J513","v":0},null,null,0,0,0,0,0,0]
[null,485,21,1,{"$f":"Daten!I514","v":0},{"$f":"Daten!J514","v":0},null,null,0,0,0,0,0,0]
[null,486,21,1,{"$f":"Daten!I515","v":0},{"$f":"Daten!J515","v":0},null,null,0,0,0,0,0,0]
[null,487,21,1,{"$f":"Daten!I516","v":0},{"$f":"Daten!J516","v":0},null,null,0,0,0,0,0,0]
[null,488,21,1,{"$f":"Daten!I517","v":0},{"$f":"Daten!J517","v":0},null,null,0,0,0,0,0,0]
[null,489,21,1,{"$f":"Daten!I518","v":0},{"$f":"Daten!J518","v":0},null,null,0,0,0,0,0,0]
[null,490,21,1,{"$f":"Daten!I519","v":0},{"$f":"Daten!J519","v":0},null,null,0,0,0,0,0,0]
[null,491,21,1,{"$f":"Daten!I520","v":0},{"$f":"Daten!J520","v":0},null,null,0,0,0,0,0,0]
[null,492,21,1,{"$f":"Daten!I521","v":0},{"$f":"Daten!J521","v":0},null,null,0,0,0,0,0,0]
[null,493,21,1,{"$f":"Daten!I522","v":0},{"$f":"Daten!J522","v":0},null,null,0,0,0,0,0,0]
[null,494,21,1,{"$f":"Daten!I523","v":0},{"$f":"Daten!J523","v":0},null,null,0,0,0,0,0,0]
[null,495,21,1,{"$f":"Daten!I524","v":0},{"$f":"Daten!J524","v":0},null,null,0,0,0,0,0,0]
[null,496,21,1,{"$f":"Daten!I525","v":0},{"$f":"Daten!J525","v":0},null,null,0,0,0,0,0,0]
[null,497,21,1,{"$f":"Daten!I526","v":0},{"$f":"Daten!J526","v":0},null,null,0,0,0,0,0,0]
[null,498,21,1,{"$f":"Daten!I527","v":0},{"$f":"Daten!J527","v":0},null,null,0,0,0,0,0,0]
[null,499,21,1,{"$f":"Daten!I528","v":0},{"$f":"Daten!J528","v":0},null,null,0,0,0,0,0,0]
[null,500,21,1,{"$f":"Daten!I529","v":0},{"$f":"Daten!J529","v":0},null,null,0,0,0,0,0,0]
[null,501,21,1,{"$f":"Daten!I530","v":0},{"$f":"Daten!J530","v":0},null,null,0,0,0,0,0,0]
[null,502,21,1,{"$f":"Daten!I531","v":0},{"$f":"Daten!J531","v":0},null,null,0,0,0,0,0,0]
[null,503,21,1,{"$f":"Daten!I532","v":0},{"$f":"Daten!J532","v":0},null,null,0,0,0,0,0,0]
[null,504,21,1,{"$f":"Daten!I533","v":0},{"$f":"Daten!J533","v":0},null,null,0,0,0,0,0,0]
[null,505,22,1,{"$f":"Daten!I534","v":0},{"$f":"Daten!J534","v":0},null,null,0,0,0,0,0,0]
[null,506,22,1,{"$f":"Daten!I535","v":0},{"$f":"Daten!J535","v":0},null,null,0,0,0,0,0,0]
[null,507,22,1,{"$f":"Daten!I536","v":0},{"$f":"Daten!J536","v":0},null,null,0,0,0,0,0,0]
[null,508,22,1,{"$f":"Daten!I537","v":0},{"$f":"Daten!J537","v":0},null,null,0,0,0,0,0,0]
[null,509,22,1,{"$f":"Daten!I538","v":0},{"$f":"Daten!J538","v":0},null,null,0,0,0,0,0,0]
[null,510,22,1,{"$f":"Daten!I539","v":0},{"$f":"Daten!J539","v":0},null,null,0,0,0,0,0,0]
[null,511,22,1,{"$f":"Daten!I540","v":0},{"$f":"Daten!J540","v":0},null,null,0,0,0,0,0,0]
[null,512,22,1,{"$f":"Daten!I541","v":0},{"$f":"Daten!J541","v":0},null,null,0,0,0,0,0,0]
[null,513,22,1,{"$f":"Daten!I542","v":0},{"$f":"Daten!J542","v":0},null,null,0,0,0,0,0,{"$f":"IF(L529>0,I529+L529*Wirkungsgrad,I529+L529)","v":0}]
[null,514,{"$f":"CEILING(B530/24,1)","v":22},{"$f":"MONTH(C530)","v":1},{"$f":"Daten!I543","v":0},{"$f":"Daten!J543","v":0},null,null,0,{"$f":"MIN(E530,F530+I530)","v":0},{"$f":"E530-J530","v":0},{"$f":"MIN((F530-J530),BatteriespeicherWh-I530)","v":0},{"$f":"F530-(J530+L530)","v":0},0]
[null,515,22,1,{"$f":"Daten!I544","v":0},{"$f":"Daten!J544","v":0},null,null,{"$f":"N530","v":0},0,0,0,0,0]
[null,516,22,1,{"$f":"Daten!I545","v":0},{"$f":"Daten!J545","v":0},null,null,0,0,0,0,0,0]
[null,517,22,1,{"$f":"Daten!I546","v":0},{"$f":"Daten!J546","v":0},null,null,0,0,0,0,0,0]
[null,518,22,1,{"$f":"Daten!I547","v":0},{"$f":"Daten!J547","v":0},null,null,0,0,0,0,0,0]
[null,519,22,1,{"$f":"Daten!I548","v":0},{"$f":"Daten!J548","v":0},null,null,0,0,0,0,0,0]
[null,520,22,1,{"$f":"Daten!I549","v":0},{"$f":"Daten!J549","v":0},null,null,0,0,0,0,0,0]
[null,521,22,1,{"$f":"Daten!I550","v":0},{"$f":"Daten!J550","v":0},null,null,0,0,0,0,0,0]
[null,522,22,1,{"$f":"Daten!I551","v":0},{"$f":"Daten!J551","v":0},null,null,0,0,0,0,0,0]
[null,523,22,1,{"$f":"Daten!I552","v":0},{"$f":"Daten!J552","v":0},null,null,0,0,0,0,0,0]
[null,524,22,1,{"$f":"Daten!I553","v":0},{"$f":"Daten!J553","v":0},null,null,0,0,0,0,0,0]
[null,525,22,1,{"$f":"Daten!I554","v":0},{"$f":"Daten!J554","v":0},null,null,0,0,0,0,0,0]
[null,526,22,1,{"$f":"Daten!I555","v":0},{"$f":"Daten!J555","v":0},null,null,0,0,0,0,0,0]
[null,527,22,1,{"$f":"Daten!I556","v":0},{"$f":"Daten!J556","v":0},null,null,0,0,0,0,0,0]
[null,528,22,1,{"$f":"Daten!I557","v":0},{"$f":"Daten!J557","v":0},null,null,0,0,0,0,0,0]
[null,529,23,1,{"$f":"Daten!I558","v":0},{"$f":"Daten!J558","v":0},null,null,0,0,0,0,0,0]
[null,530,23,1,{"$f":"Daten!I559","v":0},{"$f":"Daten!J559","v":0},null,null,0,0,0,0,0,0]
[null,531,23,1,{"$f":"Daten!I560","v":0},{"$f":"Daten!J560","v":0},null,null,0,0,0,0,0,0]
[null,532,23,1,{"$f":"Daten!I561","v":0},{"$f":"Daten!J561","v":0},null,null,0,0,0,0,0,0]
[null,533,23,1,{"$f":"Daten!I562","v":0},{"$f":"Daten!J562","v":0},null,null,0,0,0,0,0,0]
[null,534,23,1,{"$f":"Daten!I563","v":0},{"$f":"Daten!J563","v":0},null,null,0,0,0,0,0,0]
[null,535,23,1,{"$f":"Daten!I564","v":0},{"$f":"Daten!J564","v":0},null,null,0,0,0,0,0,0]
[null,536,23,1,{"$f":"Daten!I565","v":0},{"$f":"Daten!J565","v":0},null,null,0,0,0,0,0,0]
[null,537,23,1,{"$f":"Daten!I566","v":0},{"$f":"Daten!J566","v":0},null,null,0,0,0,0,0,0]
[null,538,23,1,{"$f":"Daten!I567","v":0},{"$f":"Daten!J567","v":0},null,null,0,0,0,0,0,0]
[null,539,23,1,{"$f":"Daten!I568","v":0},{"$f":"Daten!J568","v":0},null,null,0,0,0,0,0,0]
[null,540,23,1,{"$f":"Daten!I569","v":0},{"$f":"Daten!J569","v":0},null,null,0,0,0,0,0,0]
[null,541,23,1,{"$f":"Daten!I570","v":0},{"$f":"Daten!J570","v":0},null,null,0,0,0,0,0,0]
[null,542,23,1,{"$f":"Daten!I571","v":0},{"$f":"Daten!J571","v":0},null,null,0,0,0,0,0,0]
[null,543,23,1,{"$f":"Daten!I572","v":0},{"$f":"Daten!J572","v":0},null,null,0,0,0,0,0,0]
[null,544,23,1,{"$f":"Daten!I573","v":0},{"$f":"Daten!J573","v":0},null,null,0,0,0,0,0,0]
[null,545,23,1,{"$f":"Daten!I574","v":0},{"$f":"Daten!J574","v":0},null,null,0,0,0,0,0,0]
[null,546,23,1,{"$f":"Daten!I575","v":0},{"$f":"Daten!J575","v":0},null,null,0,0,0,0,0,0]
[null,547,23,1,{"$f":"Daten!I576","v":0},{"$f":"Daten!J576","v":0},null,null,0,0,0,0,0,0]
[null,548,23,1,{"$f":"Daten!I577","v":0},{"$f":"Daten!J577","v":0},null,null,0,0,0,0,0,0]
[null,549,23,1,{"$f":"Daten!I578","v":0},{"$f":"Daten!J578","v":0},null,null,0,0,0,0,0,0]
[null,550,23,1,{"$f":"Daten!I579","v":0},{"$f":"Daten!J579","v":0},null,null,0,0,0,0,0,0]
[null,551,23,1,{"$f":"Daten!I580","v":0},{"$f":"Daten!J580","v":0},null,null,0,0,0,0,0,0]
[null,552,23,1,{"$f":"Daten!I581","v":0},{"$f":"Daten!J581","v":0},null,null,0,0,0,0,0,0]
[null,553,24,1,{"$f":"Daten!I582","v":0},{"$f":"Daten!J582","v":0},null,null,0,0,0,0,0,0]
[null,554,24,1,{"$f":"Daten!I583","v":0},{"$f":"Daten!J583","v":0},null,null,0,0,0,0,0,0]
[null,555,24,1,{"$f":"Daten!I584","v":0},{"$f":"Daten!J584","v":0},null,null,0,0,0,0,0,0]
[null,556,24,1,{"$f":"Daten!I585","v":0},{"$f":"Daten!J585","v":0},null,null,0,0,0,0,0,0]
[null,557,24,1,{"$f":"Daten!I586","v":0},{"$f":"Daten!J586","v":0},null,null,0,0,0,0,0,0]
[null,558,24,1,{"$f":"Daten!I587","v":0},{"$f":"Daten!J587","v":0},null,null,0,0,0,0,0,0]
[null,559,24,1,{"$f":"Daten!I588","v":0},{"$f":"Daten!J588","v":0},null,null,0,0,0,0,0,0]
[null,560,24,1,{"$f":"Daten!I589","v":0},{"$f":"Daten!J589","v":0},null,null,0,0,0,0,0,0]
[null,561,24,1,{"$f":"Daten!I590","v":0},{"$f":"Daten!J590","v":0},null,null,0,0,0,0,0,0]
[null,562,24,1,{"$f":"Daten!I591","v":0},{"$f":"Daten!J591","v":0},null,null,0,0,0,0,0,0]
[null,563,24,1,{"$f":"Daten!I592","v":0},{"$f":"Daten!J592","v":0},null,null,0,0,0,0,0,0]
[null,564,24,1,{"$f":"Daten!I593","v":0},{"$f":"Daten!J593","v":0},null,null,0,0,0,0,0,0]
[null,565,24,1,{"$f":"Daten!I594","v":0},{"$f":"Daten!J594","v":0},null,null,0,0,0,0,0,0]
[null,566,24,1,{"$f":"Daten!I595","v":0},{"$f":"Daten!J595","v":0},null,null,0,0,0,0,0,0]
[null,567,24,1,{"$f":"Daten!I596","v":0},{"$f":"Daten!J596","v":0},null,null,0,0,0,0,0,0]
[null,568,24,1,{"$f":"Daten!I597","v":0},{"$f":"Daten!J597","v":0},null,null,0,0,0,0,0,0]
[null,569,24,1,{"$f":"Daten!I598","v":0},{"$f":"Daten!J598","v":0},null,null,0,0,0,0,0,0]
[null,570,24,1,{"$f":"Daten!I599","v":0},{"$f":"Daten!J599","v":0},null,null,0,0,0,0,0,0]
[null,571,24,1,{"$f":"Daten!I600","v":0},{"$f":"Daten!J600","v":0},null,null,0,0,0,0,0,0]
[null,572,24,1,{"$f":"Daten!I601","v":0},{"$f":"Daten!J601","v":0},null,null,0,0,0,0,0,0]
[null,573,24,1,{"$f":"Daten!I602","v":0},{"$f":"Daten!J602","v":0},null,null,0,0,0,0,0,0]
[null,574,24,1,{"$f":"Daten!I603","v":0},{"$f":"Daten!J603","v":0},null,null,0,0,0,0,0,0]
[null,575,24,1,{"$f":"Daten!I604","v":0},{"$f":"Daten!J604","v":0},null,null,0,0,0,0,0,0]
[null,576,24,1,{"$f":"Daten!I605","v":0},{"$f":"Daten!J605","v":0},null,null,0,0,0,0,0,0]
[null,577,25,1,{"$f":"Daten!I606","v":0},{"$f":"Daten!J606","v":0},null,null,0,0,0,0,0,{"$f":"IF(L593>0,I593+L593*Wirkungsgrad,I593+L593)","v":0}]
[null,578,{"$f":"CEILING(B594/24,1)","v":25},{"$f":"MONTH(C594)","v":1},{"$f":"Daten!I607","v":0},{"$f":"Daten!J607","v":0},null,null,0,{"$f":"MIN(E594,F594+I594)","v":0},{"$f":"E594-J594","v":0},{"$f":"MIN((F594-J594),BatteriespeicherWh-I594)","v":0},{"$f":"F594-(J594+L594)","v":0},0]
[null,579,25,1,{"$f":"Daten!I608","v":0},{"$f":"Daten!J608","v":0},null,null,{"$f":"N594","v":0},0,0,0,0,0]
[null,580,25,1,{"$f":"Daten!I609","v":0},{"$f":"Daten!J609","v":0},null,null,0,0,0,0,0,0]
[null,581,25,1,{"$f":"Daten!I610","v":0},{"$f":"Daten!J610","v":0},null,null,0,0,0,0,0,0]
[null,582,25,1,{"$f":"Daten!I611","v":0},{"$f":"Daten!J611","v":0},null,null,0,0,0,0,0,0]
[null,583,25,1,{"$f":"Daten!I612","v":0},{"$f":"Daten!J612","v":0},null,null,0,0,0,0,0,0]
[null,584,25,1,{"$f":"Daten!I613","v":0},{"$f":"Daten!J613","v":0},null,null,0,0,0,0,0,0]
[null,585,25,1,{"$f":"Daten!I614","v":0},{"$f":"Daten!J614","v":0},null,null,0,0,0,0,0,0]
[null,586,25,1,{"$f":"Daten!I615","v":0},{"$f":"Daten!J615","v":0},null,null,0,0,0,0,0,0]
[null,587,25,1,{"$f":"Daten!I616","v":0},{"$f":"Daten!J616","v":0},null,null,0,0,0,0,0,0]
[null,588,25,1,{"$f":"Daten!I617","v":0},{"$f":"Daten!J617","v":0},null,null,0,0,0,0,0,0]
[null,589,25,1,{"$f":"Daten!I618","v":0},{"$f":"Daten!J618","v":0},null,null,0,0,0,0,0,0]
[null,590,25,1,{"$f":"Daten!I619","v":0},{"$f":"Daten!J619","v":0},null,null,0,0,0,0,0,0]
[null,591,25,1,{"$f":"Daten!I620","v":0},{"$f":"Daten!J620","v":0},null,null,0,0,0,0,0,0]
[null,592,25,1,{"$f":"Daten!I621","v":0},{"$f":"Daten!J621","v":0},null,null,0,0,0,0,0,0]
[null,593,25,1,{"$f":"Daten!I622","v":0},{"$f":"Daten!J622","v":0},null,null,0,0,0,0,0,0]
[null,594,25,1,{"$f":"Daten!I623","v":0},{"$f":"Daten!J623","v":0},null,null,0,0,0,0,0,0]
[null,595,25,1,{"$f":"Daten!I624","v":0},{"$f":"Daten!J624","v":0},null,null,0,0,0,0,0,0]
[null,596,25,1,{"$f":"Daten!I625","v":0},{"$f":"Daten!J625","v":0},null,null,0,0,0,0,0,0]
[null,597,25,1,{"$f":"Daten!I626","v":0},{"$f":"Daten!J626","v":0},null,null,0,0,0,0,0,0]
[null,598,25,1,{"$f":"Daten!I627","v":0},{"$f":"Daten!J627","v":0},null,null,0,0,0,0,0,0]
[null,599,25,1,{"$f":"Daten!I628","v":0},{"$f":"Daten!J628","v":0},null,null,0,0,0,0,0,0]
[null,600,25,1,{"$f":"Daten!I629","v":0},{"$f":"Daten!J629","v":0},null,null,0,0,0,0,0,0]
[null,601,26,1,{"$f":"Daten!I630","v":0},{"$f":"Daten!J630","v":0},null,null,0,0,0,0,0,0]
[null,602,26,1,{"$f":"Daten!I631","v":0},{"$f":"Daten!J631","v":0},null,null,0,0,0,0,0,0]
[null,603,26,1,{"$f":"Daten!I632","v":0},{"$f":"Daten!J632","v":0},null,null,0,0,0,0,0,0]
[null,604,26,1,{"$f":"Daten!I633","v":0},{"$f":"Daten!J633","v":0},null,null,0,0,0,0,0,0]
[null,605,26,1,{"$f":"Daten!I634","v":0},{"$f":"Daten!J634","v":0},null,null,0,0,0,0,0,0]
[null,606,26,1,{"$f":"Daten!I635","v":0},{"$f":"Daten!J635","v":0},null,null,0,0,0,0,0,0]
[null,607,26,1,{"$f":"Daten!I636","v":0},{"$f":"Daten!J636","v":0},null,null,0,0,0,0,0,0]
[null,608,26,1,{"$f":"Daten!I637","v":0},{"$f":"Daten!J637","v":0},null,null,0,0,0,0,0,0]
[null,609,26,1,{"$f":"Daten!I638","v":0},{"$f":"Daten!J638","v":0},null,null,0,0,0,0,0,0]
[null,610,26,1,{"$f":"Daten!I639","v":0},{"$f":"Daten!J639","v":0},null,null,0,0,0,0,0,0]
[null,611,26,1,{"$f":"Daten!I640","v":0},{"$f":"Daten!J640","v":0},null,null,0,0,0,0,0,0]
[null,612,26,1,{"$f":"Daten!I641","v":0},{"$f":"Daten!J641","v":0},null,null,0,0,0,0,0,0]
[null,613,26,1,{"$f":"Daten!I642","v":0},{"$f":"Daten!J642","v":0},null,null,0,0,0,0,0,0]
[null,614,26,1,{"$f":"Daten!I643","v":0},{"$f":"Daten!J643","v":0},null,null,0,0,0,0,0,0]
[null,615,26,1,{"$f":"Daten!I644","v":0},{"$f":"Daten!J644","v":0},null,null,0,0,0,0,0,0]
[null,616,26,1,{"$f":"Daten!I645","v":0},{"$f":"Daten!J645","v":0},null,null,0,0,0,0,0,0]
[null,617,26,1,{"$f":"Daten!I646","v":0},{"$f":"Daten!J646","v":0},null,null,0,0,0,0,0,0]
[null,618,26,1,{"$f":"Daten!I647","v":0},{"$f":"Daten!J647","v":0},null,null,0,0,0,0,0,0]
[null,619,26,1,{"$f":"Daten!I648","v":0},{"$f":"Daten!J648","v":0},null,null,0,0,0,0,0,0]
[null,620,26,1,{"$f":"Daten!I649","v":0},{"$f":"Daten!J649","v":0},null,null,0,0,0,0,0,0]
[null,621,26,1,{"$f":"Daten!I650","v":0},{"$f":"Daten!J650","v":0},null,null,0,0,0,0,0,0]
[null,622,26,1,{"$f":"Daten!I651","v":0},{"$f":"Daten!J651","v":0},null,null,0,0,0,0,0,0]
[null,623,26,1,{"$f":"Daten!I652","v":0},{"$f":"Daten!J652","v":0},null,null,0,0,0,0,0,0]
[null,624,26,1,{"$f":"Daten!I653","v":0},{"$f":"Daten!J653","v":0},null,null,0,0,0,0,0,0]
[null,625,27,1,{"$f":"Daten!I654","v":0},{"$f":"Daten!J654","v":0},null,null,0,0,0,0,0,0]
[null,626,27,1,{"$f":"Daten!I655","v":0},{"$f":"Daten!J655","v":0},null,null,0,0,0,0,0,0]
[null,627,27,1,{"$f":"Daten!I656","v":0},{"$f":"Daten!J656","v":0},null,null,0,0,0,0,0,0]
[null,628,27,1,{"$f":"Daten!I657","v":0},{"$f":"Daten!J657","v":0},null,null,0,0,0,0,0,0]
[null,629,27,1,{"$f":"Daten!I658","v":0},{"$f":"Daten!J658","v":0},null,null,0,0,0,0,0,0]
[null,630,27,1,{"$f":"Daten!I659","v":0},{"$f":"Daten!J659","v":0},null,null,0,0,0,0,0,0]
[null,631,27,1,{"$f":"Daten!I660","v":0},{"$f":"Daten!J660","v":0},null,null,0,0,0,0,0,0]
[null,632,27,1,{"$f":"Daten!I661","v":0},{"$f":"Daten!J661","v":0},null,null,0,0,0,0,0,0]
[null,633,27,1,{"$f":"Daten!I662","v":0},{"$f":"Daten!J662","v":0},null,null,0,0,0,0,0,0]
[null,634,27,1,{"$f":"Daten!I663","v":0},{"$f":"Daten!J663","v":0},null,null,0,0,0,0,0,0]
[null,635,27,1,{"$f":"Daten!I664","v":0},{"$f":"Daten!J664","v":0},null,null,0,0,0,0,0,0]
[null,636,27,1,{"$f":"Daten!I665","v":0},{"$f":"Daten!J665","v":0},null,null,0,0,0,0,0,0]
[null,637,27,1,{"$f":"Daten!I666","v":0},{"$f":"Daten!J666","v":0},null,null,0,0,0,0,0,0]
[null,638,27,1,{"$f":"Daten!I667","v":0},{"$f":"Daten!J667","v":0},null,null,0,0,0,0,0,0]
[null,639,27,1,{"$f":"Daten!I668","v":0},{"$f":"Daten!J668","v":0},null,null,0,0,0,0,0,0]
[null,640,27,1,{"$f":"Daten!I669","v":0},{"$f":"Daten!J669","v":0},null,null,0,0,0,0,0,0]
[null,641,27,1,{"$f":"Daten!I670","v":0},{"$f":"Daten!J670","v":0},null,null,0,0,0,0,0,{"$f":"IF(L657>0,I657+L657*Wirkungsgrad,I657+L657)","v":0}]
[null,642,{"$f":"CEILING(B658/24,1)","v":27},{"$f":"MONTH(C658)","v":1},{"$f":"Daten!I671","v":0},{"$f":"Daten!J671","v":0},null,null,0,{"$f":"MIN(E658,F658+I658)","v":0},{"$f":"E658-J658","v":0},{"$f":"MIN((F658-J658),BatteriespeicherWh-I658)","v":0},{"$f":"F658-(J658+L658)","v":0},0]
[null,643,27,1,{"$f":"Daten!I672","v":0},{"$f":"Daten!J672","v":0},null,null,{"$f":"N658","v":0},0,0,0,0,0]
[null,644,27,1,{"$f":"Daten!I673","v":0},{"$f":"Daten!J673","v":0},null,null,0,0,0,0,0,0]
[null,645,27,1,{"$f":"Daten!I674","v":0},{"$f":"Daten!J674","v":0},null,null,0,0,0,0,0,0]
[null,646,27,1,{"$f":"Daten!I675","v":0},{"$f":"Daten!J675","v":0},null,null,0,0,0,0,0,0]
[null,647,27,1,{"$f":"Daten!I676","v":0},{"$f":"Daten!J676","v":0},null,null,0,0,0,0,0,0]
[null,648,27,1,{"$f":"Daten!I677","v":0},{"$f":"Daten!J677","v":0},null,null,0,0,0,0,0,0]
[null,649,28,1,{"$f":"Daten!I678","v":0},{"$f":"Daten!J678","v":0},null,null,0,0,0,0,0,0]
[null,650,28,1,{"$f":"Daten!I679","v":0},{"$f":"Daten!J679","v":0},null,null,0,0,0,0,0,0]
[null,651,28,1,{"$f":"Daten!I680","v":0},{"$f":"Daten!J680","v":0},null,null,0,0,0,0,0,0]
[null,652,28,1,{"$f":"Daten!I681","v":0},{"$f":"Daten!J681","v":0},null,null,0,0,0,0,0,0]
[null,653,28,1,{"$f":"Daten!I682","v":0},{"$f":"Daten!J682","v":0},null,null,0,0,0,0,0,0]
[null,654,28,1,{"$f":"Daten!I683","v":0},{"$f":"Daten!J683","v":0},null,null,0,0,0,0,0,0]
[null,655,28,1,{"$f":"Daten!I684","v":0},{"$f":"Daten!J684","v":0},null,null,0,0,0,0,0,0]
[null,656,28,1,{"$f":"Daten!I685","v":0},{"$f":"Daten!J685","v":0},null,null,0,0,0,0,0,0]
[null,657,28,1,{"$f":"Daten!I686","v":0},{"$f":"Daten!J686","v":0},null,null,0,0,0,0,0,0]
[null,658,28,1,{"$f":"Daten!I687","v":0},{"$f":"Daten!J687","v":0},null,null,0,0,0,0,0,0]
[null,659,28,1,{"$f":"Daten!I688","v":0},{"$f":"Daten!J688","v":0},null,null,0,0,0,0,0,0]
[null,660,28,1,{"$f":"Daten!I689","v":0},{"$f":"Daten!J689","v":0},null,null,0,0,0,0,0,0]
[null,661,28,1,{"$f":"Daten!I690","v":0},{"$f":"Daten!J690","v":0},null,null,0,0,0,0,0,0]
[null,662,28,1,{"$f":"Daten!I691","v":0},{"$f":"Daten!J691","v":0},null,null,0,0,0,0,0,0]
[null,663,28,1,{"$f":"Daten!I692","v":0},{"$f":"Daten!J692","v":0},null,null,0,0,0,0,0,0]
[null,664,28,1,{"$f":"Daten!I693","v":0},{"$f":"Daten!J693","v":0},null,null,0,0,0,0,0,0]
[null,665,28,1,{"$f":"Daten!I694","v":0},{"$f":"Daten!J694","v":0},null,null,0,0,0,0,0,0]
[null,666,28,1,{"$f":"Daten!I695","v":0},{"$f":"Daten!J695","v":0},null,null,0,0,0,0,0,0]
[null,667,28,1,{"$f":"Daten!I696","v":0},{"$f":"Daten!J696","v":0},null,null,0,0,0,0,0,0]
[null,668,28,1,{"$f":"Daten!I697","v":0},{"$f":"Daten!J697","v":0},null,null,0,0,0,0,0,0]
[null,669,28,1,{"$f":"Daten!I698","v":0},{"$f":"Daten!J698","v":0},null,null,0,0,0,0,0,0]
[null,670,28,1,{"$f":"Daten!I699","v":0},{"$f":"Daten!J699","v":0},null,null,0,0,0,0,0,0]
[null,671,28,1,{"$f":"Daten!I700","v":0},{"$f":"Daten!J700","v":0},null,null,0,0,0,0,0,0]
[null,672,28,1,{"$f":"Daten!I701","v":0},{"$f":"Daten!J701","v":0},null,null,0,0,0,0,0,0]
[null,673,29,1,{"$f":"Daten!I702","v":0},{"$f":"Daten!J702","v":0},null,null,0,0,0,0,0,0]
[null,674,29,1,{"$f":"Daten!I703","v":0},{"$f":"Daten!J703","v":0},null,null,0,0,0,0,0,0]
[null,675,29,1,{"$f":"Daten!I704","v":0},{"$f":"Daten!J704","v":0},null,null,0,0,0,0,0,0]
[null,676,29,1,{"$f":"Daten!I705","v":0},{"$f":"Daten!J705","v":0},null,null,0,0,0,0,0,0]
[null,677,29,1,{"$f":"Daten!I706","v":0},{"$f":"Daten!J706","v":0},null,null,0,0,0,0,0,0]
[null,678,29,1,{"$f":"Daten!I707","v":0},{"$f":"Daten!J707","v":0},null,null,0,0,0,0,0,0]
[null,679,29,1,{"$f":"Daten!I708","v":0},{"$f":"Daten!J708","v":0},null,null,0,0,0,0,0,0]
[null,680,29,1,{"$f":"Daten!I709","v":0},{"$f":"Daten!J709","v":0},null,null,0,0,0,0,0,0]
[null,681,29,1,{"$f":"Daten!I710","v":0},{"$f":"Daten!J710","v":0},null,null,0,0,0,0,0,0]
[null,682,29,1,{"$f":"Daten!I711","v":0},{"$f":"Daten!J711","v":0},null,null,0,0,0,0,0,0]
[null,683,29,1,{"$f":"Daten!I712","v":0},{"$f":"Daten!J712","v":0},null,null,0,0,0,0,0,0]
[null,684,29,1,{"$f":"Daten!I713","v":0},{"$f":"Daten!J713","v":0},null,null,0,0,0,0,0,0]
[null,685,29,1,{"$f":"Daten!I714","v":0},{"$f":"Daten!J714","v":0},null,null,0,0,0,0,0,0]
[null,686,29,1,{"$f":"Daten!I715","v":0},{"$f":"Daten!J715","v":0},null,null,0,0,0,0,0,0]
[null,687,29,1,{"$f":"Daten!I716","v":0},{"$f":"Daten!J716","v":0},null,null,0,0,0,0,0,0]
[null,688,29,1,{"$f":"Daten!I717","v":0},{"$f":"Daten!J717","v":0},null,null,0,0,0,0,0,0]
[null,689,29,1,{"$f":"Daten!I718","v":0},{"$f":"Daten!J718","v":0},null,null,0,0,0,0,0,0]
[null,690,29,1,{"$f":"Daten!I719","v":0},{"$f":"Daten!J719","v":0},null,null,0,0,0,0,0,0]
[null,691,29,1,{"$f":"Daten!I720","v":0},{"$f":"Daten!J720","v":0},null,null,0,0,0,0,0,0]
[null,692,29,1,{"$f":"Daten!I721","v":0},{"$f":"Daten!J721","v":0},null,null,0,0,0,0,0,0]
[null,693,29,1,{"$f":"Daten!I722","v":0},{"$f":"Daten!J722","v":0},null,null,0,0,0,0,0,0]
[null,694,29,1,{"$f":"Daten!I723","v":0},{"$f":"Daten!J723","v":0},null,null,0,0,0,0,0,0]
[null,695,29,1,{"$f":"Daten!I724","v":0},{"$f":"Daten!J724","v":0},null,null,0,0,0,0,0,0]
[null,696,29,1,{"$f":"Daten!I725","v":0},{"$f":"Daten!J725","v":0},null,null,0,0,0,0,0,0]
[null,697,30,1,{"$f":"Daten!I726","v":0},{"$f":"Daten!J726","v":0},null,null,0,0,0,0,0,0]
[null,698,30,1,{"$f":"Daten!I727","v":0},{"$f":"Daten!J727","v":0},null,null,0,0,0,0,0,0]
[null,699,30,1,{"$f":"Daten!I728","v":0},{"$f":"Daten!J728","v":0},null,null,0,0,0,0,0,0]
[null,700,30,1,{"$f":"Daten!I729","v":0},{"$f":"Daten!J729","v":0},null,null,0,0,0,0,0,0]
[null,701,30,1,{"$f":"Daten!I730","v":0},{"$f":"Daten!J730","v":0},null,null,0,0,0,0,0,0]
[null,702,30,1,{"$f":"Daten!I731","v":0},{"$f":"Daten!J731","v":0},null,null,0,0,0,0,0,0]
[null,703,30,1,{"$f":"Daten!I732","v":0},{"$f":"Daten!J732","v":0},null,null,0,0,0,0,0,0]
[null,704,30,1,{"$f":"Daten!I733","v":0},{"$f":"Daten!J733","v":0},null,null,0,0,0,0,0,0]
[null,705,30,1,{"$f":"Daten!I734","v":0},{"$f":"Daten!J734","v":0},null,null,0,0,0,0,0,{"$f":"IF(L721>0,I721+L721*Wirkungsgrad,I721+L721)","v":0}]
[null,706,{"$f":"CEILING(B722/24,1)","v":30},{"$f":"MONTH(C722)","v":1},{"$f":"Daten!I735","v":0},{"$f":"Daten!J735","v":0},null,null,0,{"$f":"MIN(E722,F722+I722)","v":0},{"$f":"E722-J722","v":0},{"$f":"MIN((F722-J722),BatteriespeicherWh-I722)","v":0},{"$f":"F722-(J722+L722)","v":0},0]
[null,707,30,1,{"$f":"Daten!I736","v":0},{"$f":"Daten!J736","v":0},null,null,{"$f":"N722","v":0},0,0,0,0,0]
[null,708,30,1,{"$f":"Daten!I737","v":0},{"$f":"Daten!J737","v":0},null,null,0,0,0,0,0,0]
[null,709,30,1,{"$f":"Daten!I738","v":0},{"$f":"Daten!J738","v":0},null,null,0,0,0,0,0,0]
[null,710,30,1,{"$f":"Daten!I739","v":0},{"$f":"Daten!J739","v":0},null,null,0,0,0,0,0,0]
[null,711,30,1,{"$f":"Daten!I740","v":0},{"$f":"Daten!J740","v":0},null,null,0,0,0,0,0,0]
[null,712,30,1,{"$f":"Daten!I741","v":0},{"$f":"Daten!J741","v":0},null,null,0,0,0,0,0,0]
[null,713,30,1,{"$f":"Daten!I742","v":0},{"$f":"Daten!J742","v":0},null,null,0,0,0,0,0,0]
[null,714,30,1,{"$f":"Daten!I743","v":0},{"$f":"Daten!J743","v":0},null,null,0,0,0,0,0,0]
[null,715,30,1,{"$f":"Daten!I744","v":0},{"$f":"Daten!J744","v":0},null,null,0,0,0,0,0,0]
[null,716,30,1,{"$f":"Daten!I745","v":0},{"$f":"Daten!J745","v":0},null,null,0,0,0,0,0,0]
[null,717,30,1,{"$f":"Daten!I746","v":0},{"$f":"Daten!J746","v":0},null,null,0,0,0,0,0,0]
[null,718,30,1,{"$f":"Daten!I747","v":0},{"$f":"Daten!J747","v":0},null,null,0,0,0,0,0,0]
[null,719,30,1,{"$f":"Daten!I748","v":0},{"$f":"Daten!J748","v":0},null,null,0,0,0,0,0,0]
[null,720,30,1,{"$f":"Daten!I749","v":0},{"$f":"Daten!J749","v":0},null,null,0,0,0,0,0,0]
[null,721,31,1,{"$f":"Daten!I750","v":0},{"$f":"Daten!J750","v":0},null,null,0,0,0,0,0,0]
[null,722,31,1,{"$f":"Daten!I751","v":0},{"$f":"Daten!J751","v":0},null,null,0,0,0,0,0,0]
[null,723,31,1,{"$f":"Daten!I752","v":0},{"$f":"Daten!J752","v":0},null,null,0,0,0,0,0,0]
[null,724,31,1,{"$f":"Daten!I753","v":0},{"$f":"Daten!J753","v":0},null,null,0,0,0,0,0,0]
[null,725,31,1,{"$f":"Daten!I754","v":0},{"$f":"Daten!J754","v":0},null,null,0,0,0,0,0,0]
[null,726,31,1,{"$f":"Daten!I755","v":0},{"$f":"Daten!J755","v":0},null,null,0,0,0,0,0,0]
[null,727,31,1,{"$f":"Daten!I756","v":0},{"$f":"Daten!J756","v":0},null,null,0,0,0,0,0,0]
[null,728,31,1,{"$f":"Daten!I757","v":0},{"$f":"Daten!J757","v":0},null,null,0,0,0,0,0,0]
[null,729,31,1,{"$f":"Daten!I758","v":0},{"$f":"Daten!J758","v":0},null,null,0,0,0,0,0,0]
[null,730,31,1,{"$f":"Daten!I759","v":0},{"$f":"Daten!J759","v":0},null,null,0,0,0,0,0,0]
[null,731,31,1,{"$f":"Daten!I760","v":0},{"$f":"Daten!J760","v":0},null,null,0,0,0,0,0,0]
[null,732,31,1,{"$f":"Daten!I761","v":0},{"$f":"Daten!J761","v":0},null,null,0,0,0,0,0,0]
[null,733,31,1,{"$f":"Daten!I762","v":0},{"$f":"Daten!J762","v":0},null,null,0,0,0,0,0,0]
[null,734,31,1,{"$f":"Daten!I763","v":0},{"$f":"Daten!J763","v":0},null,null,0,0,0,0,0,0]
[null,735,31,1,{"$f":"Daten!I764","v":0},{"$f":"Daten!J764","v":0},null,null,0,0,0,0,0,0]
[null,736,31,1,{"$f":"Daten!I765","v":0},{"$f":"Daten!J765","v":0},null,null,0,0,0,0,0,0]
[null,737,31,1,{"$f":"Daten!I766","v":0},{"$f":"Daten!J766","v":0},null,null,0,0,0,0,0,0]
[null,738,31,1,{"$f":"Daten!I767","v":0},{"$f":"Daten!J767","v":0},null,null,0,0,0,0,0,0]
[null,739,31,1,{"$f":"Daten!I768","v":0},{"$f":"Daten!J768","v":0},null,null,0,0,0,0,0,0]
[null,740,31,1,{"$f":"Daten!I769","v":0},{"$f":"Daten!J769","v":0},null,null,0,0,0,0,0,0]
[null,741,31,1,{"$f":"Daten!I770","v":0},{"$f":"Daten!J770","v":0},null,null,0,0,0,0,0,0]
[null,742,31,1,{"$f":"Daten!I771","v":0},{"$f":"Daten!J771","v":0},null,null,0,0,0,0,0,0]
[null,743,31,1,{"$f":"Daten!I772","v":0},{"$f":"Daten!J772","v":0},null,null,0,0,0,0,0,0]
[null,744,31,1,{"$f":"Daten!I773","v":0},{"$f":"Daten!J773","v":0},null,null,0,0,0,0,0,0]
[null,745,32,2,{"$f":"Daten!I774","v":0},{"$f":"Daten!J774","v":0},null,null,0,0,0,0,0,0]
[null,746,32,2,{"$f":"Daten!I775","v":0},{"$f":"Daten!J775","v":0},null,null,0,0,0,0,0,0]
[null,747,32,2,{"$f":"Daten!I776","v":0},{"$f":"Daten!J776","v":0},null,null,0,0,0,0,0,0]
[null,748,32,2,{"$f":"Daten!I777","v":0},{"$f":"Daten!J777","v":0},null,null,0,0,0,0,0,0]
[null,749,32,2,{"$f":"Daten!I778","v":0},{"$f":"Daten!J778","v":0},null,null,0,0,0,0,0,0]
[null,750,32,2,{"$f":"Daten!I779","v":0},{"$f":"Daten!J779","v":0},null,null,0,0,0,0,0,0]
[null,751,32,2,{"$f":"Daten!I780","v":0},{"$f":"Daten!J780","v":0},null,null,0,0,0,0,0,0]
[null,752,32,2,{"$f":"Daten!I781","v":0},{"$f":"Daten!J781","v":0},null,null,0,0,0,0,0,0]
[null,753,32,2,{"$f":"Daten!I782","v":0},{"$f":"Daten!J782","v":0},null,null,0,0,0,0,0,0]
[null,754,32,2,{"$f":"Daten!I783","v":0},{"$f":"Daten!J783","v":0},null,null,0,0,0,0,0,0]
[null,755,32,2,{"$f":"Daten!I784","v":0},{"$f":"Daten!J784","v":0},null,null,0,0,0,0,0,0]
[null,756,32,2,{"$f":"Daten!I785","v":0},{"$f":"Daten!J785","v":0},null,null,0,0,0,0,0,0]
[null,757,32,2,{"$f":"Daten!I786","v":0},{"$f":"Daten!J786","v":0},null,null,0,0,0,0,0,0]
[null,758,32,2,{"$f":"Daten!I787","v":0},{"$f":"Daten!J787","v":0},null,null,0,0,0,0,0,0]
[null,759,32,2,{"$f":"Daten!I788","v":0},{"$f":"Daten!J788","v":0},null,null,0,0,0,0,0,0]
[null,760,32,2,{"$f":"Daten!I789","v":0},{"$f":"Daten!J789","v":0},null,null,0,0,0,0,0,0]
[null,761,32,2,{"$f":"Daten!I790","v":0},{"$f":"Daten!J790","v":0},null,null,0,0,0,0,0,0]
[null,762,32,2,{"$f":"Daten!I791","v":0},{"$f":"Daten!J791","v":0},null,null,0,0,0,0,0,0]
[null,763,32,2,{"$f":"Daten!I792","v":0},{"$f":"Daten!J792","v":0},null,null,0,0,0,0,0,0]
[null,764,32,2,{"$f":"Daten!I793","v":0},{"$f":"Daten!J793","v":0},null,null,0,0,0,0,0,0]
[null,765,32,2,{"$f":"Daten!I794","v":0},{"$f":"Daten!J794","v":0},null,null,0,0,0,0,0,0]
[null,766,32,2,{"$f":"Daten!I795","v":0},{"$f":"Daten!J795","v":0},null,null,0,0,0,0,0,0]
[null,767,32,2,{"$f":"Daten!I796","v":0},{"$f":"Daten!J796","v":0},null,null,0,0,0,0,0,0]
[null,768,32,2,{"$f":"Daten!I797","v":0},{"$f":"Daten!J797","v":0},null,null,0,0,0,0,0,0]
[null,769,33,2,{"$f":"Daten!I798","v":0},{"$f":"Daten!J798","v":0},null,null,0,0,0,0,0,{"$f":"IF(L785>0,I785+L785*Wirkungsgrad,I785+L785)","v":0}]
[null,770,{"$f":"CEILING(B786/24,1)","v":33},{"$f":"MONTH(C786)","v":2},{"$f":"Daten!I799","v":0},{"$f":"Daten!J799","v":0},null,null,0,{"$f":"MIN(E786,F786+I786)","v":0},{"$f":"E786-J786","v":0},{"$f":"MIN((F786-J786),BatteriespeicherWh-I786)","v":0},{"$f":"F786-(J786+L786)","v":0},0]
[null,771,33,2,{"$f":"Daten!I800","v":0},{"$f":"Daten!J800","v":0},null,null,{"$f":"N786","v":0},0,0,0,0,0]
[null,772,33,2,{"$f":"Daten!I801","v":0},{"$f":"Daten!J801","v":0},null,null,0,0,0,0,0,0]
[null,773,33,2,{"$f":"Daten!I802","v":0},{"$f":"Daten!J802","v":0},null,null,0,0,0,0,0,0]
[null,774,33,2,{"$f":"Daten!I803","v":0},{"$f":"Daten!J803","v":0},null,null,0,0,0,0,0,0]
[null,775,33,2,{"$f":"Daten!I804","v":0},{"$f":"Daten!J804","v":0},null,null,0,0,0,0,0,0]
[null,776,33,2,{"$f":"Daten!I805","v":0},{"$f":"Daten!J805","v":0},null,null,0,0,0,0,0,0]
[null,777,33,2,{"$f":"Daten!I806","v":0},{"$f":"Daten!J806","v":0},null,null,0,0,0,0,0,0]
[null,778,33,2,{"$f":"Daten!I807","v":0},{"$f":"Daten!J807","v":0},null,null,0,0,0,0,0,0]
[null,779,33,2,{"$f":"Daten!I808","v":0},{"$f":"Daten!J808","v":0},null,null,0,0,0,0,0,0]
[null,780,33,2,{"$f":"Daten!I809","v":0},{"$f":"Daten!J809","v":0},null,null,0,0,0,0,0,0]
[null,781,33,2,{"$f":"Daten!I810","v":0},{"$f":"Daten!J810","v":0},null,null,0,0,0,0,0,0]
[null,782,33,2,{"$f":"Daten!I811","v":0},{"$f":"Daten!J811","v":0},null,null,0,0,0,0,0,0]
[null,783,33,2,{"$f":"Daten!I812","v":0},{"$f":"Daten!J812","v":0},null,null,0,0,0,0,0,0]
[null,784,33,2,{"$f":"Daten!I813","v":0},{"$f":"Daten!J813","v":0},null,null,0,0,0,0,0,0]
[null,785,33,2,{"$f":"Daten!I814","v":0},{"$f":"Daten!J814","v":0},null,null,0,0,0,0,0,0]
[null,786,33,2,{"$f":"Daten!I815","v":0},{"$f":"Daten!J815","v":0},null,null,0,0,0,0,0,0]
[null,787,33,2,{"$f":"Daten!I816","v":0},{"$f":"Daten!J816","v":0},null,null,0,0,0,0,0,0]
[null,788,33,2,{"$f":"Daten!I817","v":0},{"$f":"Daten!J817","v":0},null,null,0,0,0,0,0,0]
[null,789,33,2,{"$f":"Daten!I818","v":0},{"$f":"Daten!J818","v":0},null,null,0,0,0,0,0,0]
[null,790,33,2,{"$f":"Daten!I819","v":0},{"$f":"Daten!J819","v":0},null,null,0,0,0,0,0,0]
[null,791,33,2,{"$f":"Daten!I820","v":0},{"$f":"Daten!J820","v":0},null,null,0,0,0,0,0,0]
[null,792,33,2,{"$f":"Daten!I821","v":0},{"$f":"Daten!J821","v":0},null,null,0,0,0,0,0,0]
[null,793,34,2,{"$f":"Daten!I822","v":0},{"$f":"Daten!J822","v":0},null,null,0,0,0,0,0,0]
[null,794,34,2,{"$f":"Daten!I823","v":0},{"$f":"Daten!J823","v":0},null,null,0,0,0,0,0,0]
[null,795,34,2,{"$f":"Daten!I824","v":0},{"$f":"Daten!J824","v":0},null,null,0,0,0,0,0,0]
[null,796,34,2,{"$f":"Daten!I825","v":0},{"$f":"Daten!J825","v":0},null,null,0,0,0,0,0,0]
[null,797,34,2,{"$f":"Daten!I826","v":0},{"$f":"Daten!J826","v":0},null,null,0,0,0,0,0,0]
[null,798,34,2,{"$f":"Daten!I827","v":0},{"$f":"Daten!J827","v":0},null,null,0,0,0,0,0,0]
[null,799,34,2,{"$f":"Daten!I828","v":0},{"$f":"Daten!J828","v":0},null,null,0,0,0,0,0,0]
[null,800,34,2,{"$f":"Daten!I829","v":0},{"$f":"Daten!J829","v":0},null,null,0,0,0,0,0,0]
[null,801,34,2,{"$f":"Daten!I830","v":0},{"$f":"Daten!J830","v":0},null,null,0,0,0,0,0,0]
[null,802,34,2,{"$f":"Daten!I831","v":0},{"$f":"Daten!J831","v":0},null,null,0,0,0,0,0,0]
[null,803,34,2,{"$f":"Daten!I832","v":0},{"$f":"Daten!J832","v":0},null,null,0,0,0,0,0,0]
[null,804,34,2,{"$f":"Daten!I833","v":0},{"$f":"Daten!J833","v":0},null,null,0,0,0,0,0,0]
[null,805,34,2,{"$f":"Daten!I834","v":0},{"$f":"Daten!J834","v":0},null,null,0,0,0,0,0,0]
[null,806,34,2,{"$f":"Daten!I835","v":0},{"$f":"Daten!J835","v":0},null,null,0,0,0,0,0,0]
[null,807,34,2,{"$f":"Daten!I836","v":0},{"$f":"Daten!J836","v":0},null,null,0,0,0,0,0,0]
[null,808,34,2,{"$f":"Daten!I837","v":0},{"$f":"Daten!J837","v":0},null,null,0,0,0,0,0,0]
[null,809,34,2,{"$f":"Daten!I838","v":0},{"$f":"Daten!J838","v":0},null,null,0,0,0,0,0,0]
[null,810,34,2,{"$f":"Daten!I839","v":0},{"$f":"Daten!J839","v":0},null,null,0,0,0,0,0,0]
[null,811,34,2,{"$f":"Daten!I840","v":0},{"$f":"Daten!J840","v":0},null,null,0,0,0,0,0,0]
[null,812,34,2,{"$f":"Daten!I841","v":0},{"$f":"Daten!J841","v":0},null,null,0,0,0,0,0,0]
[null,813,34,2,{"$f":"Daten!I842","v":0},{"$f":"Daten!J842","v":0},null,null,0,0,0,0,0,0]
[null,814,34,2,{"$f":"Daten!I843","v":0},{"$f":"Daten!J843","v":0},null,null,0,0,0,0,0,0]
[null,815,34,2,{"$f":"Daten!I844","v":0},{"$f":"Daten!J844","v":0},null,null,0,0,0,0,0,0]
[null,816,34,2,{"$f":"Daten!I845","v":0},{"$f":"Daten!J845","v":0},null,null,0,0,0,0,0,0]
[null,817,35,2,{"$f":"Daten!I846","v":0},{"$f":"Daten!J846","v":0},null,null,0,0,0,0,0,0]
[null,818,35,2,{"$f":"Daten!I847","v":0},{"$f":"Daten!J847","v":0},null,null,0,0,0,0,0,0]
[null,819,35,2,{"$f":"Daten!I848","v":0},{"$f":"Daten!J848","v":0},null,null,0,0,0,0,0,0]
[null,820,35,2,{"$f":"Daten!I849","v":0},{"$f":"Daten!J849","v":0},null,null,0,0,0,0,0,0]
[null,821,35,2,{"$f":"Daten!I850","v":0},{"$f":"Daten!J850","v":0},null,null,0,0,0,0,0,0]
[null,822,35,2,{"$f":"Daten!I851","v":0},{"$f":"Daten!J851","v":0},null,null,0,0,0,0,0,0]
[null,823,35,2,{"$f":"Daten!I852","v":0},{"$f":"Daten!J852","v":0},null,null,0,0,0,0,0,0]
[null,824,35,2,{"$f":"Daten!I853","v":0},{"$f":"Daten!J853","v":0},null,null,0,0,0,0,0,0]
[null,825,35,2,{"$f":"Daten!I854","v":0},{"$f":"Daten!J854","v":0},null,null,0,0,0,0,0,0]
[null,826,35,2,{"$f":"Daten!I855","v":0},{"$f":"Daten!J855","v":0},null,null,0,0,0,0,0,0]
[null,827,35,2,{"$f":"Daten!I856","v":0},{"$f":"Daten!J856","v":0},null,null,0,0,0,0,0,0]
[null,828,35,2,{"$f":"Daten!I857","v":0},{"$f":"Daten!J857","v":0},null,null,0,0,0,0,0,0]
[null,829,35,2,{"$f":"Daten!I858","v":0},{"$f":"Daten!J858","v":0},null,null,0,0,0,0,0,0]
[null,830,35,2,{"$f":"Daten!I859","v":0},{"$f":"Daten!J859","v":0},null,null,0,0,0,0,0,0]
[null,831,35,2,{"$f":"Daten!I860","v":0},{"$f":"Daten!J860","v":0},null,null,0,0,0,0,0,0]
[null,832,35,2,{"$f":"Daten!I861","v":0},{"$f":"Daten!J861","v":0},null,null,0,0,0,0,0,0]
[null,833,35,2,{"$f":"Daten!I862","v":0},{"$f":"Daten!J862","v":0},null,null,0,0,0,0,0,{"$f":"IF(L849>0,I849+L849*Wirkungsgrad,I849+L849)","v":0}]
[null,834,{"$f":"CEILING(B850/24,1)","v":35},{"$f":"MONTH(C850)","v":2},{"$f":"Daten!I863","v":0},{"$f":"Daten!J863","v":0},null,null,0,{"$f":"MIN(E850,F850+I850)","v":0},{"$f":"E850-J850","v":0},{"$f":"MIN((F850-J850),BatteriespeicherWh-I850)","v":0},{"$f":"F850-(J850+L850)","v":0},0]
[null,835,35,2,{"$f":"Daten!I864","v":0},{"$f":"Daten!J864","v":0},null,null,{"$f":"N850","v":0},0,0,0,0,0]
[null,836,35,2,{"$f":"Daten!I865","v":0},{"$f":"Daten!J865","v":0},null,null,0,0,0,0,0,0]
[null,837,35,2,{"$f":"Daten!I866","v":0},{"$f":"Daten!J866","v":0},null,null,0,0,0,0,0,0]
[null,838,35,2,{"$f":"Daten!I867","v":0},{"$f":"Daten!J867","v":0},null,null,0,0,0,0,0,0]
[null,839,35,2,{"$f":"Daten!I868","v":0},{"$f":"Daten!J868","v":0},null,null,0,0,0,0,0,0]
[null,840,35,2,{"$f":"Daten!I869","v":0},{"$f":"Daten!J869","v":0},null,null,0,0,0,0,0,0]
[null,841,36,2,{"$f":"Daten!I870","v":0},{"$f":"Daten!J870","v":0},null,null,0,0,0,0,0,0]
[null,842,36,2,{"$f":"Daten!I871","v":0},{"$f":"Daten!J871","v":0},null,null,0,0,0,0,0,0]
[null,843,36,2,{"$f":"Daten!I872","v":0},{"$f":"Daten!J872","v":0},null,null,0,0,0,0,0,0]
[null,844,36,2,{"$f":"Daten!I873","v":0},{"$f":"Daten!J873","v":0},null,null,0,0,0,0,0,0]
[null,845,36,2,{"$f":"Daten!I874","v":0},{"$f":"Daten!J874","v":0},null,null,0,0,0,0,0,0]
[null,846,36,2,{"$f":"Daten!I875","v":0},{"$f":"Daten!J875","v":0},null,null,0,0,0,0,0,0]
[null,847,36,2,{"$f":"Daten!I876","v":0},{"$f":"Daten!J876","v":0},null,null,0,0,0,0,0,0]
[null,848,36,2,{"$f":"Daten!I877","v":0},{"$f":"Daten!J877","v":0},null,null,0,0,0,0,0,0]
[null,849,36,2,{"$f":"Daten!I878","v":0},{"$f":"Daten!J878","v":0},null,null,0,0,0,0,0,0]
[null,850,36,2,{"$f":"Daten!I879","v":0},{"$f":"Daten!J879","v":0},null,null,0,0,0,0,0,0]
[null,851,36,2,{"$f":"Daten!I880","v":0},{"$f":"Daten!J880","v":0},null,null,0,0,0,0,0,0]
[null,852,36,2,{"$f":"Daten!I881","v":0},{"$f":"Daten!J881","v":0},null,null,0,0,0,0,0,0]
[null,853,36,2,{"$f":"Daten!I882","v":0},{"$f":"Daten!J882","v":0},null,null,0,0,0,0,0,0]
[null,854,36,2,{"$f":"Daten!I883","v":0},{"$f":"Daten!J883","v":0},null,null,0,0,0,0,0,0]
[null,855,36,2,{"$f":"Daten!I884","v":0},{"$f":"Daten!J884","v":0},null,null,0,0,0,0,0,0]
[null,856,36,2,{"$f":"Daten!I885","v":0},{"$f":"Daten!J885","v":0},null,null,0,0,0,0,0,0]
[null,857,36,2,{"$f":"Daten!I886","v":0},{"$f":"Daten!J886","v":0},null,null,0,0,0,0,0,0]
[null,858,36,2,{"$f":"Daten!I887","v":0},{"$f":"Daten!J887","v":0},null,null,0,0,0,0,0,0]
[null,859,36,2,{"$f":"Daten!I888","v":0},{"$f":"Daten!J888","v":0},null,null,0,0,0,0,0,0]
[null,860,36,2,{"$f":"Daten!I889","v":0},{"$f":"Daten!J889","v":0},null,null,0,0,0,0,0,0]
[null,861,36,2,{"$f":"Daten!I890","v":0},{"$f":"Daten!J890","v":0},null,null,0,0,0,0,0,0]
[null,862,36,2,{"$f":"Daten!I891","v":0},{"$f":"Daten!J891","v":0},null,null,0,0,0,0,0,0]
[null,863,36,2,{"$f":"Daten!I892","v":0},{"$f":"Daten!J892","v":0},null,null,0,0,0,0,0,0]
[null,864,36,2,{"$f":"Daten!I893","v":0},{"$f":"Daten!J893","v":0},null,null,0,0,0,0,0,0]
[null,865,37,2,{"$f":"Daten!I894","v":0},{"$f":"Daten!J894","v":0},null,null,0,0,0,0,0,0]
[null,866,37,2,{"$f":"Daten!I895","v":0},{"$f":"Daten!J895","v":0},null,null,0,0,0,0,0,0]
[null,867,37,2,{"$f":"Daten!I896","v":0},{"$f":"Daten!J896","v":0},null,null,0,0,0,0,0,0]
[null,868,37,2,{"$f":"Daten!I897","v":0},{"$f":"Daten!J897","v":0},null,null,0,0,0,0,0,0]
[null,869,37,2,{"$f":"Daten!I898","v":0},{"$f":"Daten!J898","v":0},null,null,0,0,0,0,0,0]
[null,870,37,2,{"$f":"Daten!I899","v":0},{"$f":"Daten!J899","v":0},null,null,0,0,0,0,0,0]
[null,871,37,2,{"$f":"Daten!I900","v":0},{"$f":"Daten!J900","v":0},null,null,0,0,0,0,0,0]
[null,872,37,2,{"$f":"Daten!I901","v":0},{"$f":"Daten!J901","v":0},null,null,0,0,0,0,0,0]
[null,873,37,2,{"$f":"Daten!I902","v":0},{"$f":"Daten!J902","v":0},null,null,0,0,0,0,0,0]
[null,874,37,2,{"$f":"Daten!I903","v":0},{"$f":"Daten!J903","v":0},null,null,0,0,0,0,0,0]
[null,875,37,2,{"$f":"Daten!I904","v":0},{"$f":"Daten!J904","v":0},null,null,0,0,0,0,0,0]
[null,876,37,2,{"$f":"Daten!I905","v":0},{"$f":"Daten!J905","v":0},null,null,0,0,0,0,0,0]
[null,877,37,2,{"$f":"Daten!I906","v":0},{"$f":"Daten!J906","v":0},null,null,0,0,0,0,0,0]
[null,878,37,2,{"$f":"Daten!I907","v":0},{"$f":"Daten!J907","v":0},null,null,0,0,0,0,0,0]
[null,879,37,2,{"$f":"Daten!I908","v":0},{"$f":"Daten!J908","v":0},null,null,0,0,0,0,0,0]
[null,880,37,2,{"$f":"Daten!I909","v":0},{"$f":"Daten!J909","v":0},null,null,0,0,0,0,0,0]
[null,881,37,2,{"$f":"Daten!I910","v":0},{"$f":"Daten!J910","v":0},null,null,0,0,0,0,0,0]
[null,882,37,2,{"$f":"Daten!I911","v":0},{"$f":"Daten!J911","v":0},null,null,0,0,0,0,0,0]
[null,883,37,2,{"$f":"Daten!I912","v":0},{"$f":"Daten!J912","v":0},null,null,0,0,0,0,0,0]
[null,884,37,2,{"$f":"Daten!I913","v":0},{"$f":"Daten!J913","v":0},null,null,0,0,0,0,0,0]
[null,885,37,2,{"$f":"Daten!I914","v":0},{"$f":"Daten!J914","v":0},null,null,0,0,0,0,0,0]
[null,886,37,2,{"$f":"Daten!I915","v":0},{"$f":"Daten!J915","v":0},null,null,0,0,0,0,0,0]
[null,887,37,2,{"$f":"Daten!I916","v":0},{"$f":"Daten!J916","v":0},null,null,0,0,0,0,0,0]
[null,888,37,2,{"$f":"Daten!I917","v":0},{"$f":"Daten!J917","v":0},null,null,0,0,0,0,0,0]
[null,889,38,2,{"$f":"Daten!I918","v":0},{"$f":"Daten!J918","v":0},null,null,0,0,0,0,0,0]
[null,890,38,2,{"$f":"Daten!I919","v":0},{"$f":"Daten!J919","v":0},null,null,0,0,0,0,0,0]
[null,891,38,2,{"$f":"Daten!I920","v":0},{"$f":"Daten!J920","v":0},null,null,0,0,0,0,0,0]
[null,892,38,2,{"$f":"Daten!I921","v":0},{"$f":"Daten!J921","v":0},null,null,0,0,0,0,0,0]
[null,893,38,2,{"$f":"Daten!I922","v":0},{"$f":"Daten!J922","v":0},null,null,0,0,0,0,0,0]
[null,894,38,2,{"$f":"Daten!I923","v":0},{"$f":"Daten!J923","v":0},null,null,0,0,0,0,0,0]
[null,895,38,2,{"$f":"Daten!I924","v":0},{"$f":"Daten!J924","v":0},null,null,0,0,0,0,0,0]
[null,896,38,2,{"$f":"Daten!I925","v":0},{"$f":"Daten!J925","v":0},null,null,0,0,0,0,0,0]
[null,897,38,2,{"$f":"Daten!I926","v":0},{"$f":"Daten!J926","v":0},null,null,0,0,0,0,0,{"$f":"IF(L913>0,I913+L913*Wirkungsgrad,I913+L913)","v":0}]
[null,898,{"$f":"CEILING(B914/24,1)","v":38},{"$f":"MONTH(C914)","v":2},{"$f":"Daten!I927","v":0},{"$f":"Daten!J927","v":0},null,null,0,{"$f":"MIN(E914,F914+I914)","v":0},{"$f":"E914-J914","v":0},{"$f":"MIN((F914-J914),BatteriespeicherWh-I914)","v":0},{"$f":"F914-(J914+L914)","v":0},0]
[null,899,38,2,{"$f":"Daten!I928","v":0},{"$f":"Daten!J928","v":0},null,null,{"$f":"N914","v":0},0,0,0,0,0]
[null,900,38,2,{"$f":"Daten!I929","v":0},{"$f":"Daten!J929","v":0},null,null,0,0,0,0,0,0]
[null,901,38,2,{"$f":"Daten!I930","v":0},{"$f":"Daten!J930","v":0},null,null,0,0,0,0,0,0]
[null,902,38,2,{"$f":"Daten!I931","v":0},{"$f":"Daten!J931","v":0},null,null,0,0,0,0,0,0]
[null,903,38,2,{"$f":"Daten!I932","v":0},{"$f":"Daten!J932","v":0},null,null,0,0,0,0,0,0]
[null,904,38,2,{"$f":"Daten!I933","v":0},{"$f":"Daten!J933","v":0},null,null,0,0,0,0,0,0]
[null,905,38,2,{"$f":"Daten!I934","v":0},{"$f":"Daten!J934","v":0},null,null,0,0,0,0,0,0]
[null,906,38,2,{"$f":"Daten!I935","v":0},{"$f":"Daten!J935","v":0},null,null,0,0,0,0,0,0]
[null,907,38,2,{"$f":"Daten!I936","v":0},{"$f":"Daten!J936","v":0},null,null,0,0,0,0,0,0]
[null,908,38,2,{"$f":"Daten!I937","v":0},{"$f":"Daten!J937","v":0},null,null,0,0,0,0,0,0]
[null,909,38,2,{"$f":"Daten!I938","v":0},{"$f":"Daten!J938","v":0},null,null,0,0,0,0,0,0]
[null,910,38,2,{"$f":"Daten!I939","v":0},{"$f":"Daten!J939","v":0},null,null,0,0,0,0,0,0]
[null,911,38,2,{"$f":"Daten!I940","v":0},{"$f":"Daten!J940","v":0},null,null,0,0,0,0,0,0]
[null,912,38,2,{"$f":"Daten!I941","v":0},{"$f":"Daten!J941","v":0},null,null,0,0,0,0,0,0]
[null,913,39,2,{"$f":"Daten!I942","v":0},{"$f":"Daten!J942","v":0},null,null,0,0,0,0,0,0]
[null,914,39,2,{"$f":"Daten!I943","v":0},{"$f":"Daten!J943","v":0},null,null,0,0,0,0,0,0]
[null,915,39,2,{"$f":"Daten!I944","v":0},{"$f":"Daten!J944","v":0},null,null,0,0,0,0,0,0]
[null,916,39,2,{"$f":"Daten!I945","v":0},{"$f":"Daten!J945","v":0},null,null,0,0,0,0,0,0]
[null,917,39,2,{"$f":"Daten!I946","v":0},{"$f":"Daten!J946","v":0},null,null,0,0,0,0,0,0]
[null,918,39,2,{"$f":"Daten!I947","v":0},{"$f":"Daten!J947","v":0},null,null,0,0,0,0,0,0]
[null,919,39,2,{"$f":"Daten!I948","v":0},{"$f":"Daten!J948","v":0},null,null,0,0,0,0,0,0]
[null,920,39,2,{"$f":"Daten!I949","v":0},{"$f":"Daten!J949","v":0},null,null,0,0,0,0,0,0]
[null,921,39,2,{"$f":"Daten!I950","v":0},{"$f":"Daten!J950","v":0},null,null,0,0,0,0,0,0]
[null,922,39,2,{"$f":"Daten!I951","v":0},{"$f":"Daten!J951","v":0},null,null,0,0,0,0,0,0]
[null,923,39,2,{"$f":"Daten!I952","v":0},{"$f":"Daten!J952","v":0},null,null,0,0,0,0,0,0]
[null,924,39,2,{"$f":"Daten!I953","v":0},{"$f":"Daten!J953","v":0},null,null,0,0,0,0,0,0]
[null,925,39,2,{"$f":"Daten!I954","v":0},{"$f":"Daten!J954","v":0},null,null,0,0,0,0,0,0]
[null,926,39,2,{"$f":"Daten!I955","v":0},{"$f":"Daten!J955","v":0},null,null,0,0,0,0,0,0]
[null,927,39,2,{"$f":"Daten!I956","v":0},{"$f":"Daten!J956","v":0},null,null,0,0,0,0,0,0]
[null,928,39,2,{"$f":"Daten!I957","v":0},{"$f":"Daten!J957","v":0},null,null,0,0,0,0,0,0]
[null,929,39,2,{"$f":"Daten!I958","v":0},{"$f":"Daten!J958","v":0},null,null,0,0,0,0,0,0]
[null,930,39,2,{"$f":"Daten!I959","v":0},{"$f":"Daten!J959","v":0},null,null,0,0,0,0,0,0]
[null,931,39,2,{"$f":"Daten!I960","v":0},{"$f":"Daten!J960","v":0},null,null,0,0,0,0,0,0]
[null,932,39,2,{"$f":"Daten!I961","v":0},{"$f":"Daten!J961","v":0},null,null,0,0,0,0,0,0]
[null,933,39,2,{"$f":"Daten!I962","v":0},{"$f":"Daten!J962","v":0},null,null,0,0,0,0,0,0]
[null,934,39,2,{"$f":"Daten!I963","v":0},{"$f":"Daten!J963","v":0},null,null,0,0,0,0,0,0]
[null,935,39,2,{"$f":"Daten!I964","v":0},{"$f":"Daten!J964","v":0},null,null,0,0,0,0,0,0]
[null,936,39,2,{"$f":"Daten!I965","v":0},{"$f":"Daten!J965","v":0},null,null,0,0,0,0,0,0]
[null,937,40,2,{"$f":"Daten!I966","v":0},{"$f":"Daten!J966","v":0},null,null,0,0,0,0,0,0]
[null,938,40,2,{"$f":"Daten!I967","v":0},{"$f":"Daten!J967","v":0},null,null,0,0,0,0,0,0]
[null,939,40,2,{"$f":"Daten!I968","v":0},{"$f":"Daten!J968","v":0},null,null,0,0,0,0,0,0]
[null,940,40,2,{"$f":"Daten!I969","v":0},{"$f":"Daten!J969","v":0},null,null,0,0,0,0,0,0]
[null,941,40,2,{"$f":"Daten!I970","v":0},{"$f":"Daten!J970","v":0},null,null,0,0,0,0,0,0]
[null,942,40,2,{"$f":"Daten!I971","v":0},{"$f":"Daten!J971","v":0},null,null,0,0,0,0,0,0]
[null,943,40,2,{"$f":"Daten!I972","v":0},{"$f":"Daten!J972","v":0},null,null,0,0,0,0,0,0]
[null,944,40,2,{"$f":"Daten!I973","v":0},{"$f":"Daten!J973","v":0},null,null,0,0,0,0,0,0]
[null,945,40,2,{"$f":"Daten!I974","v":0},{"$f":"Daten!J974","v":0},null,null,0,0,0,0,0,0]
[null,946,40,2,{"$f":"Daten!I975","v":0},{"$f":"Daten!J975","v":0},null,null,0,0,0,0,0,0]
[null,947,40,2,{"$f":"Daten!I976","v":0},{"$f":"Daten!J976","v":0},null,null,0,0,0,0,0,0]
[null,948,40,2,{"$f":"Daten!I977","v":0},{"$f":"Daten!J977","v":0},null,null,0,0,0,0,0,0]
[null,949,40,2,{"$f":"Daten!I978","v":0},{"$f":"Daten!J978","v":0},null,null,0,0,0,0,0,0]
[null,950,40,2,{"$f":"Daten!I979","v":0},{"$f":"Daten!J979","v":0},null,null,0,0,0,0,0,0]
[null,951,40,2,{"$f":"Daten!I980","v":0},{"$f":"Daten!J980","v":0},null,null,0,0,0,0,0,0]
[null,952,40,2,{"$f":"Daten!I981","v":0},{"$f":"Daten!J981","v":0},null,null,0,0,0,0,0,0]
[null,953,40,2,{"$f":"Daten!I982","v":0},{"$f":"Daten!J982","v":0},null,null,0,0,0,0,0,0]
[null,954,40,2,{"$f":"Daten!I983","v":0},{"$f":"Daten!J983","v":0},null,null,0,0,0,0,0,0]
[null,955,40,2,{"$f":"Daten!I984","v":0},{"$f":"Daten!J984","v":0},null,null,0,0,0,0,0,0]
[null,956,40,2,{"$f":"Daten!I985","v":0},{"$f":"Daten!J985","v":0},null,null,0,0,0,0,0,0]
[null,957,40,2,{"$f":"Daten!I986","v":0},{"$f":"Daten!J986","v":0},null,null,0,0,0,0,0,0]
[null,958,40,2,{"$f":"Daten!I987","v":0},{"$f":"Daten!J987","v":0},null,null,0,0,0,0,0,0]
[null,959,40,2,{"$f":"Daten!I988","v":0},{"$f":"Daten!J988","v":0},null,null,0,0,0,0,0,0]
[null,960,40,2,{"$f":"Daten!I989","v":0},{"$f":"Daten!J989","v":0},null,null,0,0,0,0,0,0]
[null,961,41,2,{"$f":"Daten!I990","v":0},{"$f":"Daten!J990","v":0},null,null,0,0,0,0,0,{"$f":"IF(L977>0,I977+L977*Wirkungsgrad,I977+L977)","v":0}]
[null,962,{"$f":"CEILING(B978/24,1)","v":41},{"$f":"MONTH(C978)","v":2},{"$f":"Daten!I991","v":0},{"$f":"Daten!J991","v":0},null,null,0,{"$f":"MIN(E978,F978+I978)","v":0},{"$f":"E978-J978","v":0},{"$f":"MIN((F978-J978),BatteriespeicherWh-I978)","v":0},{"$f":"F978-(J978+L978)","v":0},0]
[null,963,41,2,{"$f":"Daten!I992","v":0},{"$f":"Daten!J992","v":0},null,null,{"$f":"N978","v":0},0,0,0,0,0]
[null,964,41,2,{"$f":"Daten!I993","v":0},{"$f":"Daten!J993","v":0},null,null,0,0,0,0,0,0]
[null,965,41,2,{"$f":"Daten!I994","v":0},{"$f":"Daten!J994","v":0},null,null,0,0,0,0,0,0]
[null,966,41,2,{"$f":"Daten!I995","v":0},{"$f":"Daten!J995","v":0},null,null,0,0,0,0,0,0]
[null,967,41,2,{"$f":"Daten!I996","v":0},{"$f":"Daten!J996","v":0},null,null,0,0,0,0,0,0]
[null,968,41,2,{"$f":"Daten!I997","v":0},{"$f":"Daten!J997","v":0},null,null,0,0,0,0,0,0]
[null,969,41,2,{"$f":"Daten!I998","v":0},{"$f":"Daten!J998","v":0},null,null,0,0,0,0,0,0]
[null,970,41,2,{"$f":"Daten!I999","v":0},{"$f":"Daten!J999","v":0},null,null,0,0,0,0,0,0]
[null,971,41,2,{"$f":"Daten!I1000","v":0},{"$f":"Daten!J1000","v":0},null,null,0,0,0,0,0,0]
[null,972,41,2,{"$f":"Daten!I1001","v":0},{"$f":"Daten!J1001","v":0},null,null,0,0,0,0,0,0]
[null,973,41,2,{"$f":"Daten!I1002","v":0},{"$f":"Daten!J1002","v":0},null,null,0,0,0,0,0,0]
[null,974,41,2,{"$f":"Daten!I1003","v":0},{"$f":"Daten!J1003","v":0},null,null,0,0,0,0,0,0]
[null,975,41,2,{"$f":"Daten!I1004","v":0},{"$f":"Daten!J1004","v":0},null,null,0,0,0,0,0,0]
[null,976,41,2,{"$f":"Daten!I1005","v":0},{"$f":"Daten!J1005","v":0},null,null,0,0,0,0,0,0]
[null,977,41,2,{"$f":"Daten!I1006","v":0},{"$f":"Daten!J1006","v":0},null,null,0,0,0,0,0,0]
[null,978,41,2,{"$f":"Daten!I1007","v":0},{"$f":"Daten!J1007","v":0},null,null,0,0,0,0,0,0]
[null,979,41,2,{"$f":"Daten!I1008","v":0},{"$f":"Daten!J1008","v":0},null,null,0,0,0,0,0,0]
[null,980,41,2,{"$f":"Daten!I1009","v":0},{"$f":"Daten!J1009","v":0},null,null,0,0,0,0,0,0]
[null,981,41,2,{"$f":"Daten!I1010","v":0},{"$f":"Daten!J1010","v":0},null,null,0,0,0,0,0,0]
[null,982,41,2,{"$f":"Daten!I1011","v":0},{"$f":"Daten!J1011","v":0},null,null,0,0,0,0,0,0]
[null,983,41,2,{"$f":"Daten!I1012","v":0},{"$f":"Daten!J1012","v":0},null,null,0,0,0,0,0,0]
[null,984,41,2,{"$f":"Daten!I1013","v":0},{"$f":"Daten!J1013","v":0},null,null,0,0,0,0,0,0]
[null,985,42,2,{"$f":"Daten!I1014","v":0},{"$f":"Daten!J1014","v":0},null,null,0,0,0,0,0,0]
[null,986,42,2,{"$f":"Daten!I1015","v":0},{"$f":"Daten!J1015","v":0},null,null,0,0,0,0,0,0]
[null,987,42,2,{"$f":"Daten!I1016","v":0},{"$f":"Daten!J1016","v":0},null,null,0,0,0,0,0,0]
[null,988,42,2,{"$f":"Daten!I1017","v":0},{"$f":"Daten!J1017","v":0},null,null,0,0,0,0,0,0]
[null,989,42,2,{"$f":"Daten!I1018","v":0},{"$f":"Daten!J1018","v":0},null,null,0,0,0,0,0,0]
[null,990,42,2,{"$f":"Daten!I1019","v":0},{"$f":"Daten!J1019","v":0},null,null,0,0,0,0,0,0]
[null,991,42,2,{"$f":"Daten!I1020","v":0},{"$f":"Daten!J1020","v":0},null,null,0,0,0,0,0,0]
[null,992,42,2,{"$f":"Daten!I1021","v":0},{"$f":"Daten!J1021","v":0},null,null,0,0,0,0,0,0]
[null,993,42,2,{"$f":"Daten!I1022","v":0},{"$f":"Daten!J1022","v":0},null,null,0,0,0,0,0,0]
[null,994,42,2,{"$f":"Daten!I1023","v":0},{"$f":"Daten!J1023","v":0},null,null,0,0,0,0,0,0]
[null,995,42,2,{"$f":"Daten!I1024","v":0},{"$f":"Daten!J1024","v":0},null,null,0,0,0,0,0,0]
[null,996,42,2,{"$f":"Daten!I1025","v":0},{"$f":"Daten!J1025","v":0},null,null,0,0,0,0,0,0]
[null,997,42,2,{"$f":"Daten!I1026","v":0},{"$f":"Daten!J1026","v":0},null,null,0,0,0,0,0,0]
[null,998,42,2,{"$f":"Daten!I1027","v":0},{"$f":"Daten!J1027","v":0},null,null,0,0,0,0,0,0]
[null,999,42,2,{"$f":"Daten!I1028","v":0},{"$f":"Daten!J1028","v":0},null,null,0,0,0,0,0,0]
[null,1000,42,2,{"$f":"Daten!I1029","v":0},{"$f":"Daten!J1029","v":0},null,null,0,0,0,0,0,0]
[null,1001,42,2,{"$f":"Daten!I1030","v":0},{"$f":"Daten!J1030","v":0},null,null,0,0,0,0,0,0]
[null,1002,42,2,{"$f":"Daten!I1031","v":0},{"$f":"Daten!J1031","v":0},null,null,0,0,0,0,0,0]
[null,1003,42,2,{"$f":"Daten!I1032","v":0},{"$f":"Daten!J1032","v":0},null,null,0,0,0,0,0,0]
[null,1004,42,2,{"$f":"Daten!I1033","v":0},{"$f":"Daten!J1033","v":0},null,null,0,0,0,0,0,0]
[null,1005,42,2,{"$f":"Daten!I1034","v":0},{"$f":"Daten!J1034","v":0},null,null,0,0,0,0,0,0]
[null,1006,42,2,{"$f":"Daten!I1035","v":0},{"$f":"Daten!J1035","v":0},null,null,0,0,0,0,0,0]
[null,1007,42,2,{"$f":"Daten!I1036","v":0},{"$f":"Daten!J1036","v":0},null,null,0,0,0,0,0,0]
[null,1008,42,2,{"$f":"Daten!I1037","v":0},{"$f":"Daten!J1037","v":0},null,null,0,0,0,0,0,0]
[null,1009,43,2,{"$f":"Daten!I1038","v":0},{"$f":"Daten!J1038","v":0},null,null,0,0,0,0,0,0]
[null,1010,43,2,{"$f":"Daten!I1039","v":0},{"$f":"Daten!J1039","v":0},null,null,0,0,0,0,0,0]
[null,1011,43,2,{"$f":"Daten!I1040","v":0},{"$f":"Daten!J1040","v":0},null,null,0,0,0,0,0,0]
[null,1012,43,2,{"$f":"Daten!I1041","v":0},{"$f":"Daten!J1041","v":0},null,null,0,0,0,0,0,0]
[null,1013,43,2,{"$f":"Daten!I1042","v":0},{"$f":"Daten!J1042","v":0},null,null,0,0,0,0,0,0]
[null,1014,43,2,{"$f":"Daten!I1043","v":0},{"$f":"Daten!J1043","v":0},null,null,0,0,0,0,0,0]
[null,1015,43,2,{"$f":"Daten!I1044","v":0},{"$f":"Daten!J1044","v":0},null,null,0,0,0,0,0,0]
[null,1016,43,2,{"$f":"Daten!I1045","v":0},{"$f":"Daten!J1045","v":0},null,null,0,0,0,0,0,0]
[null,1017,43,2,{"$f":"Daten!I1046","v":0},{"$f":"Daten!J1046","v":0},null,null,0,0,0,0,0,0]
[null,1018,43,2,{"$f":"Daten!I1047","v":0},{"$f":"Daten!J1047","v":0},null,null,0,0,0,0,0,0]
[null,1019,43,2,{"$f":"Daten!I1048","v":0},{"$f":"Daten!J1048","v":0},null,null,0,0,0,0,0,0]
[null,1020,43,2,{"$f":"Daten!I1049","v":0},{"$f":"Daten!J1049","v":0},null,null,0,0,0,0,0,0]
[null,1021,43,2,{"$f":"Daten!I1050","v":0},{"$f":"Daten!J1050","v":0},null,null,0,0,0,0,0,0]
[null,1022,43,2,{"$f":"Daten!I1051","v":0},{"$f":"Daten!J1051","v":0},null,null,0,0,0,0,0,0]
[null,1023,43,2,{"$f":"Daten!I1052","v":0},{"$f":"Daten!J1052","v":0},null,null,0,0,0,0,0,0]
[null,1024,43,2,{"$f":"Daten!I1053","v":0},{"$f":"Daten!J1053","v":0},null,null,0,0,0,0,0,0]
[null,1025,43,2,{"$f":"Daten!I1054","v":0},{"$f":"Daten!J1054","v":0},null,null,0,0,0,0,0,{"$f":"IF(L1041>0,I1041+L1041*Wirkungsgrad,I1041+L1041)","v":0}]
[null,1026,{"$f":"CEILING(B1042/24,1)","v":43},{"$f":"MONTH(C1042)","v":2},{"$f":"Daten!I1055","v":0},{"$f":"Daten!J1055","v":0},null,null,0,{"$f":"MIN(E1042,F1042+I1042)","v":0},{"$f":"E1042-J1042","v":0},{"$f":"MIN((F1042-J1042),BatteriespeicherWh-I1042)","v":0},{"$f":"F1042-(J1042+L1042)","v":0},0]
[null,1027,43,2,{"$f":"Daten!I1056","v":0},{"$f":"Daten!J1056","v":0},null,null,{"$f":"N1042","v":0},0,0,0,0,0]
[null,1028,43,2,{"$f":"Daten!I1057","v":0},{"$f":"Daten!J1057","v":0},null,null,0,0,0,0,0,0]
[null,1029,43,2,{"$f":"Daten!I1058","v":0},{"$f":"Daten!J1058","v":0},null,null,0,0,0,0,0,0]
[null,1030,43,2,{"$f":"Daten!I1059","v":0},{"$f":"Daten!J1059","v":0},null,null,0,0,0,0,0,0]
[null,1031,43,2,{"$f":"Daten!I1060","v":0},{"$f":"Daten!J1060","v":0},null,null,0,0,0,0,0,0]
[null,1032,43,2,{"$f":"Daten!I1061","v":0},{"$f":"Daten!J1061","v":0},null,null,0,0,0,0,0,0]
[null,1033,44,2,{"$f":"Daten!I1062","v":0},{"$f":"Daten!J1062","v":0},null,null,0,0,0,0,0,0]
[null,1034,44,2,{"$f":"Daten!I1063","v":0},{"$f":"Daten!J1063","v":0},null,null,0,0,0,0,0,0]
[null,1035,44,2,{"$f":"Daten!I1064","v":0},{"$f":"Daten!J1064","v":0},null,null,0,0,0,0,0,0]
[null,1036,44,2,{"$f":"Daten!I1065","v":0},{"$f":"Daten!J1065","v":0},null,null,0,0,0,0,0,0]
[null,1037,44,2,{"$f":"Daten!I1066","v":0},{"$f":"Daten!J1066","v":0},null,null,0,0,0,0,0,0]
[null,1038,44,2,{"$f":"Daten!I1067","v":0},{"$f":"Daten!J1067","v":0},null,null,0,0,0,0,0,0]
[null,1039,44,2,{"$f":"Daten!I1068","v":0},{"$f":"Daten!J1068","v":0},null,null,0,0,0,0,0,0]
[null,1040,44,2,{"$f":"Daten!I1069","v":0},{"$f":"Daten!J1069","v":0},null,null,0,0,0,0,0,0]
[null,1041,44,2,{"$f":"Daten!I1070","v":0},{"$f":"Daten!J1070","v":0},null,null,0,0,0,0,0,0]
[null,1042,44,2,{"$f":"Daten!I1071","v":0},{"$f":"Daten!J1071","v":0},null,null,0,0,0,0,0,0]
[null,1043,44,2,{"$f":"Daten!I1072","v":0},{"$f":"Daten!J1072","v":0},null,null,0,0,0,0,0,0]
[null,1044,44,2,{"$f":"Daten!I1073","v":0},{"$f":"Daten!J1073","v":0},null,null,0,0,0,0,0,0]
[null,1045,44,2,{"$f":"Daten!I1074","v":0},{"$f":"Daten!J1074","v":0},null,null,0,0,0,0,0,0]
[null,1046,44,2,{"$f":"Daten!I1075","v":0},{"$f":"Daten!J1075","v":0},null,null,0,0,0,0,0,0]
[null,1047,44,2,{"$f":"Daten!I1076","v":0},{"$f":"Daten!J1076","v":0},null,null,0,0,0,0,0,0]
[null,1048,44,2,{"$f":"Daten!I1077","v":0},{"$f":"Daten!J1077","v":0},null,null,0,0,0,0,0,0]
[null,1049,44,2,{"$f":"Daten!I1078","v":0},{"$f":"Daten!J1078","v":0},null,null,0,0,0,0,0,0]
[null,1050,44,2,{"$f":"Daten!I1079","v":0},{"$f":"Daten!J1079","v":0},null,null,0,0,0,0,0,0]
[null,1051,44,2,{"$f":"Daten!I1080","v":0},{"$f":"Daten!J1080","v":0},null,null,0,0,0,0,0,0]
[null,1052,44,2,{"$f":"Daten!I1081","v":0},{"$f":"Daten!J1081","v":0},null,null,0,0,0,0,0,0]
[null,1053,44,2,{"$f":"Daten!I1082","v":0},{"$f":"Daten!J1082","v":0},null,null,0,0,0,0,0,0]
[null,1054,44,2,{"$f":"Daten!I1083","v":0},{"$f":"Daten!J1083","v":0},null,null,0,0,0,0,0,0]
[null,1055,44,2,{"$f":"Daten!I1084","v":0},{"$f":"Daten!J1084","v":0},null,null,0,0,0,0,0,0]
[null,1056,44,2,{"$f":"Daten!I1085","v":0},{"$f":"Daten!J1085","v":0},null,null,0,0,0,0,0,0]
[null,1057,45,2,{"$f":"Daten!I1086","v":0},{"$f":"Daten!J1086","v":0},null,null,0,0,0,0,0,0]
[null,1058,45,2,{"$f":"Daten!I1087","v":0},{"$f":"Daten!J1087","v":0},null,null,0,0,0,0,0,0]
[null,1059,45,2,{"$f":"Daten!I1088","v":0},{"$f":"Daten!J1088","v":0},null,null,0,0,0,0,0,0]
[null,1060,45,2,{"$f":"Daten!I1089","v":0},{"$f":"Daten!J1089","v":0},null,null,0,0,0,0,0,0]
[null,1061,45,2,{"$f":"Daten!I1090","v":0},{"$f":"Daten!J1090","v":0},null,null,0,0,0,0,0,0]
[null,1062,45,2,{"$f":"Daten!I1091","v":0},{"$f":"Daten!J1091","v":0},null,null,0,0,0,0,0,0]
[null,1063,45,2,{"$f":"Daten!I1092","v":0},{"$f":"Daten!J1092","v":0},null,null,0,0,0,0,0,0]
[null,1064,45,2,{"$f":"Daten!I1093","v":0},{"$f":"Daten!J1093","v":0},null,null,0,0,0,0,0,0]
[null,1065,45,2,{"$f":"Daten!I1094","v":0},{"$f":"Daten!J1094","v":0},null,null,0,0,0,0,0,0]
[null,1066,45,2,{"$f":"Daten!I1095","v":0},{"$f":"Daten!J1095","v":0},null,null,0,0,0,0,0,0]
[null,1067,45,2,{"$f":"Daten!I1096","v":0},{"$f":"Daten!J1096","v":0},null,null,0,0,0,0,0,0]
[null,1068,45,2,{"$f":"Daten!I1097","v":0},{"$f":"Daten!J1097","v":0},null,null,0,0,0,0,0,0]
[null,1069,45,2,{"$f":"Daten!I1098","v":0},{"$f":"Daten!J1098","v":0},null,null,0,0,0,0,0,0]
[null,1070,45,2,{"$f":"Daten!I1099","v":0},{"$f":"Daten!J1099","v":0},null,null,0,0,0,0,0,0]
[null,1071,45,2,{"$f":"Daten!I1100","v":0},{"$f":"Daten!J1100","v":0},null,null,0,0,0,0,0,0]
[null,1072,45,2,{"$f":"Daten!I1101","v":0},{"$f":"Daten!J1101","v":0},null,null,0,0,0,0,0,0]
[null,1073,45,2,{"$f":"Daten!I1102","v":0},{"$f":"Daten!J1102","v":0},null,null,0,0,0,0,0,0]
[null,1074,45,2,{"$f":"Daten!I1103","v":0},{"$f":"Daten!J1103","v":0},null,null,0,0,0,0,0,0]
[null,1075,45,2,{"$f":"Daten!I1104","v":0},{"$f":"Daten!J1104","v":0},null,null,0,0,0,0,0,0]
[null,1076,45,2,{"$f":"Daten!I1105","v":0},{"$f":"Daten!J1105","v":0},null,null,0,0,0,0,0,0]
[null,1077,45,2,{"$f":"Daten!I1106","v":0},{"$f":"Daten!J1106","v":0},null,null,0,0,0,0,0,0]
[null,1078,45,2,{"$f":"Daten!I1107","v":0},{"$f":"Daten!J1107","v":0},null,null,0,0,0,0,0,0]
[null,1079,45,2,{"$f":"Daten!I1108","v":0},{"$f":"Daten!J1108","v":0},null,null,0,0,0,0,0,0]
[null,1080,45,2,{"$f":"Daten!I1109","v":0},{"$f":"Daten!J1109","v":0},null,null,0,0,0,0,0,0]
[null,1081,46,2,{"$f":"Daten!I1110","v":0},{"$f":"Daten!J1110","v":0},null,null,0,0,0,0,0,0]
[null,1082,46,2,{"$f":"Daten!I1111","v":0},{"$f":"Daten!J1111","v":0},null,null,0,0,0,0,0,0]
[null,1083,46,2,{"$f":"Daten!I1112","v":0},{"$f":"Daten!J1112","v":0},null,null,0,0,0,0,0,0]
[null,1084,46,2,{"$f":"Daten!I1113","v":0},{"$f":"Daten!J1113","v":0},null,null,0,0,0,0,0,0]
[null,1085,46,2,{"$f":"Daten!I1114","v":0},{"$f":"Daten!J1114","v":0},null,null,0,0,0,0,0,0]
[null,1086,46,2,{"$f":"Daten!I1115","v":0},{"$f":"Daten!J1115","v":0},null,null,0,0,0,0,0,0]
[null,1087,46,2,{"$f":"Daten!I1116","v":0},{"$f":"Daten!J1116","v":0},null,null,0,0,0,0,0,0]
[null,1088,46,2,{"$f":"Daten!I1117","v":0},{"$f":"Daten!J1117","v":0},null,null,0,0,0,0,0,0]
[null,1089,46,2,{"$f":"Daten!I1118","v":0},{"$f":"Daten!J1118","v":0},null,null,0,0,0,0,0,{"$f":"IF(L1105>0,I1105+L1105*Wirkungsgrad,I1105+L1105)","v":0}]
[null,1090,{"$f":"CEILING(B1106/24,1)","v":46},{"$f":"MONTH(C1106)","v":2},{"$f":"Daten!I1119","v":0},{"$f":"Daten!J1119","v":0},null,null,0,{"$f":"MIN(E1106,F1106+I1106)","v":0},{"$f":"E1106-J1106","v":0},{"$f":"MIN((F1106-J1106),BatteriespeicherWh-I1106)","v":0},{"$f":"F1106-(J1106+L1106)","v":0},0]
[null,1091,46,2,{"$f":"Daten!I1120","v":0},{"$f":"Daten!J1120","v":0},null,null,{"$f":"N1106","v":0},0,0,0,0,0]
[null,1092,46,2,{"$f":"Daten!I1121","v":0},{"$f":"Daten!J1121","v":0},null,null,0,0,0,0,0,0]
[null,1093,46,2,{"$f":"Daten!I1122","v":0},{"$f":"Daten!J1122","v":0},null,null,0,0,0,0,0,0]
[null,1094,46,2,{"$f":"Daten!I1123","v":0},{"$f":"Daten!J1123","v":0},null,null,0,0,0,0,0,0]
[null,1095,46,2,{"$f":"Daten!I1124","v":0},{"$f":"Daten!J1124","v":0},null,null,0,0,0,0,0,0]
[null,1096,46,2,{"$f":"Daten!I1125","v":0},{"$f":"Daten!J1125","v":0},null,null,0,0,0,0,0,0]
[null,1097,46,2,{"$f":"Daten!I1126","v":0},{"$f":"Daten!J1126","v":0},null,null,0,0,0,0,0,0]
[null,1098,46,2,{"$f":"Daten!I1127","v":0},{"$f":"Daten!J1127","v":0},null,null,0,0,0,0,0,0]
[null,1099,46,2,{"$f":"Daten!I1128","v":0},{"$f":"Daten!J1128","v":0},null,null,0,0,0,0,0,0]
[null,1100,46,2,{"$f":"Daten!I1129","v":0},{"$f":"Daten!J1129","v":0},null,null,0,0,0,0,0,0]
[null,1101,46,2,{"$f":"Daten!I1130","v":0},{"$f":"Daten!J1130","v":0},null,null,0,0,0,0,0,0]
[null,1102,46,2,{"$f":"Daten!I1131","v":0},{"$f":"Daten!J1131","v":0},null,null,0,0,0,0,0,0]
[null,1103,46,2,{"$f":"Daten!I1132","v":0},{"$f":"Daten!J1132","v":0},null,null,0,0,0,0,0,0]
[null,1104,46,2,{"$f":"Daten!I1133","v":0},{"$f":"Daten!J1133","v":0},null,null,0,0,0,0,0,0]
[null,1105,47,2,{"$f":"Daten!I1134","v":0},{"$f":"Daten!J1134","v":0},null,null,0,0,0,0,0,0]
[null,1106,47,2,{"$f":"Daten!I1135","v":0},{"$f":"Daten!J1135","v":0},null,null,0,0,0,0,0,0]
[null,1107,47,2,{"$f":"Daten!I1136","v":0},{"$f":"Daten!J1136","v":0},null,null,0,0,0,0,0,0]
[null,1108,47,2,{"$f":"Daten!I1137","v":0},{"$f":"Daten!J1137","v":0},null,null,0,0,0,0,0,0]
[null,1109,47,2,{"$f":"Daten!I1138","v":0},{"$f":"Daten!J1138","v":0},null,null,0,0,0,0,0,0]
[null,1110,47,2,{"$f":"Daten!I1139","v":0},{"$f":"Daten!J1139","v":0},null,null,0,0,0,0,0,0]
[null,1111,47,2,{"$f":"Daten!I1140","v":0},{"$f":"Daten!J1140","v":0},null,null,0,0,0,0,0,0]
[null,1112,47,2,{"$f":"Daten!I1141","v":0},{"$f":"Daten!J1141","v":0},null,null,0,0,0,0,0,0]
[null,1113,47,2,{"$f":"Daten!I1142","v":0},{"$f":"Daten!J1142","v":0},null,null,0,0,0,0,0,0]
[null,1114,47,2,{"$f":"Daten!I1143","v":0},{"$f":"Daten!J1143","v":0},null,null,0,0,0,0,0,0]
[null,1115,47,2,{"$f":"Daten!I1144","v":0},{"$f":"Daten!J1144","v":0},null,null,0,0,0,0,0,0]
[null,1116,47,2,{"$f":"Daten!I1145","v":0},{"$f":"Daten!J1145","v":0},null,null,0,0,0,0,0,0]
[null,1117,47,2,{"$f":"Daten!I1146","v":0},{"$f":"Daten!J1146","v":0},null,null,0,0,0,0,0,0]
[null,1118,47,2,{"$f":"Daten!I1147","v":0},{"$f":"Daten!J1147","v":0},null,null,0,0,0,0,0,0]
[null,1119,47,2,{"$f":"Daten!I1148","v":0},{"$f":"Daten!J1148","v":0},null,null,0,0,0,0,0,0]
[null,1120,47,2,{"$f":"Daten!I1149","v":0},{"$f":"Daten!J1149","v":0},null,null,0,0,0,0,0,0]
[null,1121,47,2,{"$f":"Daten!I1150","v":0},{"$f":"Daten!J1150","v":0},null,null,0,0,0,0,0,0]
[null,1122,47,2,{"$f":"Daten!I1151","v":0},{"$f":"Daten!J1151","v":0},null,null,0,0,0,0,0,0]
[null,1123,47,2,{"$f":"Daten!I1152","v":0},{"$f":"Daten!J1152","v":0},null,null,0,0,0,0,0,0]
[null,1124,47,2,{"$f":"Daten!I1153","v":0},{"$f":"Daten!J1153","v":0},null,null,0,0,0,0,0,0]
[null,1125,47,2,{"$f":"Daten!I1154","v":0},{"$f":"Daten!J1154","v":0},null,null,0,0,0,0,0,0]
[null,1126,47,2,{"$f":"Daten!I1155","v":0},{"$f":"Daten!J1155","v":0},null,null,0,0,0,0,0,0]
[null,1127,47,2,{"$f":"Daten!I1156","v":0},{"$f":"Daten!J1156","v":0},null,null,0,0,0,0,0,0]
[null,1128,47,2,{"$f":"Daten!I1157","v":0},{"$f":"Daten!J1157","v":0},null,null,0,0,0,0,0,0]
[null,1129,48,2,{"$f":"Daten!I1158","v":0},{"$f":"Daten!J1158","v":0},null,null,0,0,0,0,0,0]
[null,1130,48,2,{"$f":"Daten!I1159","v":0},{"$f":"Daten!J1159","v":0},null,null,0,0,0,0,0,0]
[null,1131,48,2,{"$f":"Daten!I1160","v":0},{"$f":"Daten!J1160","v":0},null,null,0,0,0,0,0,0]
[null,1132,48,2,{"$f":"Daten!I1161","v":0},{"$f":"Daten!J1161","v":0},null,null,0,0,0,0,0,0]
[null,1133,48,2,{"$f":"Daten!I1162","v":0},{"$f":"Daten!J1162","v":0},null,null,0,0,0,0,0,0]
[null,1134,48,2,{"$f":"Daten!I1163","v":0},{"$f":"Daten!J1163","v":0},null,null,0,0,0,0,0,0]
[null,1135,48,2,{"$f":"Daten!I1164","v":0},{"$f":"Daten!J1164","v":0},null,null,0,0,0,0,0,0]
[null,1136,48,2,{"$f":"Daten!I1165","v":0},{"$f":"Daten!J1165","v":0},null,null,0,0,0,0,0,0]
[null,1137,48,2,{"$f":"Daten!I1166","v":0},{"$f":"Daten!J1166","v":0},null,null,0,0,0,0,0,0]
[null,1138,48,2,{"$f":"Daten!I1167","v":0},{"$f":"Daten!J1167","v":0},null,null,0,0,0,0,0,0]
[null,1139,48,2,{"$f":"Daten!I1168","v":0},{"$f":"Daten!J1168","v":0},null,null,0,0,0,0,0,0]
[null,1140,48,2,{"$f":"Daten!I1169","v":0},{"$f":"Daten!J1169","v":0},null,null,0,0,0,0,0,0]
[null,1141,48,2,{"$f":"Daten!I1170","v":0},{"$f":"Daten!J1170","v":0},null,null,0,0,0,0,0,0]
[null,1142,48,2,{"$f":"Daten!I1171","v":0},{"$f":"Daten!J1171","v":0},null,null,0,0,0,0,0,0]
[null,1143,48,2,{"$f":"Daten!I1172","v":0},{"$f":"Daten!J1172","v":0},null,null,0,0,0,0,0,0]
[null,1144,48,2,{"$f":"Daten!I1173","v":0},{"$f":"Daten!J1173","v":0},null,null,0,0,0,0,0,0]
[null,1145,48,2,{"$f":"Daten!I1174","v":0},{"$f":"Daten!J1174","v":0},null,null,0,0,0,0,0,0]
[null,1146,48,2,{"$f":"Daten!I1175","v":0},{"$f":"Daten!J1175","v":0},null,null,0,0,0,0,0,0]
[null,1147,48,2,{"$f":"Daten!I1176","v":0},{"$f":"Daten!J1176","v":0},null,null,0,0,0,0,0,0]
[null,1148,48,2,{"$f":"Daten!I1177","v":0},{"$f":"Daten!J1177","v":0},null,null,0,0,0,0,0,0]
[null,1149,48,2,{"$f":"Daten!I1178","v":0},{"$f":"Daten!J1178","v":0},null,null,0,0,0,0,0,0]
[null,1150,48,2,{"$f":"Daten!I1179","v":0},{"$f":"Daten!J1179","v":0},null,null,0,0,0,0,0,0]
[null,1151,48,2,{"$f":"Daten!I1180","v":0},{"$f":"Daten!J1180","v":0},null,null,0,0,0,0,0,0]
[null,1152,48,2,{"$f":"Daten!I1181","v":0},{"$f":"Daten!J1181","v":0},null,null,0,0,0,0,0,0]
[null,1153,49,2,{"$f":"Daten!I1182","v":0},{"$f":"Daten!J1182","v":0},null,null,0,0,0,0,0,{"$f":"IF(L1169>0,I1169+L1169*Wirkungsgrad,I1169+L1169)","v":0}]
[null,1154,{"$f":"CEILING(B1170/24,1)","v":49},{"$f":"MONTH(C1170)","v":2},{"$f":"Daten!I1183","v":0},{"$f":"Daten!J1183","v":0},null,null,0,{"$f":"MIN(E1170,F1170+I1170)","v":0},{"$f":"E1170-J1170","v":0},{"$f":"MIN((F1170-J1170),BatteriespeicherWh-I1170)","v":0},{"$f":"F1170-(J1170+L1170)","v":0},0]
[null,1155,49,2,{"$f":"Daten!I1184","v":0},{"$f":"Daten!J1184","v":0},null,null,{"$f":"N1170","v":0},0,0,0,0,0]
[null,1156,49,2,{"$f":"Daten!I1185","v":0},{"$f":"Daten!J1185","v":0},null,null,0,0,0,0,0,0]
[null,1157,49,2,{"$f":"Daten!I1186","v":0},{"$f":"Daten!J1186","v":0},null,null,0,0,0,0,0,0]
[null,1158,49,2,{"$f":"Daten!I1187","v":0},{"$f":"Daten!J1187","v":0},null,null,0,0,0,0,0,0]
[null,1159,49,2,{"$f":"Daten!I1188","v":0},{"$f":"Daten!J1188","v":0},null,null,0,0,0,0,0,0]
[null,1160,49,2,{"$f":"Daten!I1189","v":0},{"$f":"Daten!J1189","v":0},null,null,0,0,0,0,0,0]
[null,1161,49,2,{"$f":"Daten!I1190","v":0},{"$f":"Daten!J1190","v":0},null,null,0,0,0,0,0,0]
[null,1162,49,2,{"$f":"Daten!I1191","v":0},{"$f":"Daten!J1191","v":0},null,null,0,0,0,0,0,0]
[null,1163,49,2,{"$f":"Daten!I1192","v":0},{"$f":"Daten!J1192","v":0},null,null,0,0,0,0,0,0]
[null,1164,49,2,{"$f":"Daten!I1193","v":0},{"$f":"Daten!J1193","v":0},null,null,0,0,0,0,0,0]
[null,1165,49,2,{"$f":"Daten!I1194","v":0},{"$f":"Daten!J1194","v":0},null,null,0,0,0,0,0,0]
[null,1166,49,2,{"$f":"Daten!I1195","v":0},{"$f":"Daten!J1195","v":0},null,null,0,0,0,0,0,0]
[null,1167,49,2,{"$f":"Daten!I1196","v":0},{"$f":"Daten!J1196","v":0},null,null,0,0,0,0,0,0]
[null,1168,49,2,{"$f":"Daten!I1197","v":0},{"$f":"Daten!J1197","v":0},null,null,0,0,0,0,0,0]
[null,1169,49,2,{"$f":"Daten!I1198","v":0},{"$f":"Daten!J1198","v":0},null,null,0,0,0,0,0,0]
[null,1170,49,2,{"$f":"Daten!I1199","v":0},{"$f":"Daten!J1199","v":0},null,null,0,0,0,0,0,0]
[null,1171,49,2,{"$f":"Daten!I1200","v":0},{"$f":"Daten!J1200","v":0},null,null,0,0,0,0,0,0]
[null,1172,49,2,{"$f":"Daten!I1201","v":0},{"$f":"Daten!J1201","v":0},null,null,0,0,0,0,0,0]
[null,1173,49,2,{"$f":"Daten!I1202","v":0},{"$f":"Daten!J1202","v":0},null,null,0,0,0,0,0,0]
[null,1174,49,2,{"$f":"Daten!I1203","v":0},{"$f":"Daten!J1203","v":0},null,null,0,0,0,0,0,0]
[null,1175,49,2,{"$f":"Daten!I1204","v":0},{"$f":"Daten!J1204","v":0},null,null,0,0,0,0,0,0]
[null,1176,49,2,{"$f":"Daten!I1205","v":0},{"$f":"Daten!J1205","v":0},null,null,0,0,0,0,0,0]
[null,1177,50,2,{"$f":"Daten!I1206","v":0},{"$f":"Daten!J1206","v":0},null,null,0,0,0,0,0,0]
[null,1178,50,2,{"$f":"Daten!I1207","v":0},{"$f":"Daten!J1207","v":0},null,null,0,0,0,0,0,0]
[null,1179,50,2,{"$f":"Daten!I1208","v":0},{"$f":"Daten!J1208","v":0},null,null,0,0,0,0,0,0]
[null,1180,50,2,{"$f":"Daten!I1209","v":0},{"$f":"Daten!J1209","v":0},null,null,0,0,0,0,0,0]
[null,1181,50,2,{"$f":"Daten!I1210","v":0},{"$f":"Daten!J1210","v":0},null,null,0,0,0,0,0,0]
[null,1182,50,2,{"$f":"Daten!I1211","v":0},{"$f":"Daten!J1211","v":0},null,null,0,0,0,0,0,0]
[null,1183,50,2,{"$f":"Daten!I1212","v":0},{"$f":"Daten!J1212","v":0},null,null,0,0,0,0,0,0]
[null,1184,50,2,{"$f":"Daten!I1213","v":0},{"$f":"Daten!J1213","v":0},null,null,0,0,0,0,0,0]
[null,1185,50,2,{"$f":"Daten!I1214","v":0},{"$f":"Daten!J1214","v":0},null,null,0,0,0,0,0,0]
[null,1186,50,2,{"$f":"Daten!I1215","v":0},{"$f":"Daten!J1215","v":0},null,null,0,0,0,0,0,0]
[null,1187,50,2,{"$f":"Daten!I1216","v":0},{"$f":"Daten!J1216","v":0},null,null,0,0,0,0,0,0]
[null,1188,50,2,{"$f":"Daten!I1217","v":0},{"$f":"Daten!J1217","v":0},null,null,0,0,0,0,0,0]
[null,1189,50,2,{"$f":"Daten!I1218","v":0},{"$f":"Daten!J1218","v":0},null,null,0,0,0,0,0,0]
[null,1190,50,2,{"$f":"Daten!I1219","v":0},{"$f":"Daten!J1219","v":0},null,null,0,0,0,0,0,0]
[null,1191,50,2,{"$f":"Daten!I1220","v":0},{"$f":"Daten!J1220","v":0},null,null,0,0,0,0,0,0]
[null,1192,50,2,{"$f":"Daten!I1221","v":0},{"$f":"Daten!J1221","v":0},null,null,0,0,0,0,0,0]
[null,1193,50,2,{"$f":"Daten!I1222","v":0},{"$f":"Daten!J1222","v":0},null,null,0,0,0,0,0,0]
[null,1194,50,2,{"$f":"Daten!I1223","v":0},{"$f":"Daten!J1223","v":0},null,null,0,0,0,0,0,0]
[null,1195,50,2,{"$f":"Daten!I1224","v":0},{"$f":"Daten!J1224","v":0},null,null,0,0,0,0,0,0]
[null,1196,50,2,{"$f":"Daten!I1225","v":0},{"$f":"Daten!J1225","v":0},null,null,0,0,0,0,0,0]
[null,1197,50,2,{"$f":"Daten!I1226","v":0},{"$f":"Daten!J1226","v":0},null,null,0,0,0,0,0,0]
[null,1198,50,2,{"$f":"Daten!I1227","v":0},{"$f":"Daten!J1227","v":0},null,null,0,0,0,0,0,0]
[null,1199,50,2,{"$f":"Daten!I1228","v":0},{"$f":"Daten!J1228","v":0},null,null,0,0,0,0,0,0]
[null,1200,50,2,{"$f":"Daten!I1229","v":0},{"$f":"Daten!J1229","v":0},null,null,0,0,0,0,0,0]
[null,1201,51,2,{"$f":"Daten!I1230","v":0},{"$f":"Daten!J1230","v":0},null,null,0,0,0,0,0,0]
[null,1202,51,2,{"$f":"Daten!I1231","v":0},{"$f":"Daten!J1231","v":0},null,null,0,0,0,0,0,0]
[null,1203,51,2,{"$f":"Daten!I1232","v":0},{"$f":"Daten!J1232","v":0},null,null,0,0,0,0,0,0]
[null,1204,51,2,{"$f":"Daten!I1233","v":0},{"$f":"Daten!J1233","v":0},null,null,0,0,0,0,0,0]
[null,1205,51,2,{"$f":"Daten!I1234","v":0},{"$f":"Daten!J1234","v":0},null,null,0,0,0,0,0,0]
[null,1206,51,2,{"$f":"Daten!I1235","v":0},{"$f":"Daten!J1235","v":0},null,null,0,0,0,0,0,0]
[null,1207,51,2,{"$f":"Daten!I1236","v":0},{"$f":"Daten!J1236","v":0},null,null,0,0,0,0,0,0]
[null,1208,51,2,{"$f":"Daten!I1237","v":0},{"$f":"Daten!J1237","v":0},null,null,0,0,0,0,0,0]
[null,1209,51,2,{"$f":"Daten!I1238","v":0},{"$f":"Daten!J1238","v":0},null,null,0,0,0,0,0,0]
[null,1210,51,2,{"$f":"Daten!I1239","v":0},{"$f":"Daten!J1239","v":0},null,null,0,0,0,0,0,0]
[null,1211,51,2,{"$f":"Daten!I1240","v":0},{"$f":"Daten!J1240","v":0},null,null,0,0,0,0,0,0]
[null,1212,51,2,{"$f":"Daten!I1241","v":0},{"$f":"Daten!J1241","v":0},null,null,0,0,0,0,0,0]
[null,1213,51,2,{"$f":"Daten!I1242","v":0},{"$f":"Daten!J1242","v":0},null,null,0,0,0,0,0,0]
[null,1214,51,2,{"$f":"Daten!I1243","v":0},{"$f":"Daten!J1243","v":0},null,null,0,0,0,0,0,0]
[null,1215,51,2,{"$f":"Daten!I1244","v":0},{"$f":"Daten!J1244","v":0},null,null,0,0,0,0,0,0]
[null,1216,51,2,{"$f":"Daten!I1245","v":0},{"$f":"Daten!J1245","v":0},null,null,0,0,0,0,0,0]
[null,1217,51,2,{"$f":"Daten!I1246","v":0},{"$f":"Daten!J1246","v":0},null,null,0,0,0,0,0,{"$f":"IF(L1233>0,I1233+L1233*Wirkungsgrad,I1233+L1233)","v":0}]
[null,1218,{"$f":"CEILING(B1234/24,1)","v":51},{"$f":"MONTH(C1234)","v":2},{"$f":"Daten!I1247","v":0},{"$f":"Daten!J1247","v":0},null,null,0,{"$f":"MIN(E1234,F1234+I1234)","v":0},{"$f":"E1234-J1234","v":0},{"$f":"MIN((F1234-J1234),BatteriespeicherWh-I1234)","v":0},{"$f":"F1234-(J1234+L1234)","v":0},0]
[null,1219,51,2,{"$f":"Daten!I1248","v":0},{"$f":"Daten!J1248","v":0},null,null,{"$f":"N1234","v":0},0,0,0,0,0]
[null,1220,51,2,{"$f":"Daten!I1249","v":0},{"$f":"Daten!J1249","v":0},null,null,0,0,0,0,0,0]
[null,1221,51,2,{"$f":"Daten!I1250","v":0},{"$f":"Daten!J1250","v":0},null,null,0,0,0,0,0,0]
[null,1222,51,2,{"$f":"Daten!I1251","v":0},{"$f":"Daten!J1251","v":0},null,null,0,0,0,0,0,0]
[null,1223,51,2,{"$f":"Daten!I1252","v":0},{"$f":"Daten!J1252","v":0},null,null,0,0,0,0,0,0]
[null,1224,51,2,{"$f":"Daten!I1253","v":0},{"$f":"Daten!J1253","v":0},null,null,0,0,0,0,0,0]
[null,1225,52,2,{"$f":"Daten!I1254","v":0},{"$f":"Daten!J1254","v":0},null,null,0,0,0,0,0,0]
[null,1226,52,2,{"$f":"Daten!I1255","v":0},{"$f":"Daten!J1255","v":0},null,null,0,0,0,0,0,0]
[null,1227,52,2,{"$f":"Daten!I1256","v":0},{"$f":"Daten!J1256","v":0},null,null,0,0,0,0,0,0]
[null,1228,52,2,{"$f":"Daten!I1257","v":0},{"$f":"Daten!J1257","v":0},null,null,0,0,0,0,0,0]
[null,1229,52,2,{"$f":"Daten!I1258","v":0},{"$f":"Daten!J1258","v":0},null,null,0,0,0,0,0,0]
[null,1230,52,2,{"$f":"Daten!I1259","v":0},{"$f":"Daten!J1259","v":0},null,null,0,0,0,0,0,0]
[null,1231,52,2,{"$f":"Daten!I1260","v":0},{"$f":"Daten!J1260","v":0},null,null,0,0,0,0,0,0]
[null,1232,52,2,{"$f":"Daten!I1261","v":0},{"$f":"Daten!J1261","v":0},null,null,0,0,0,0,0,0]
[null,1233,52,2,{"$f":"Daten!I1262","v":0},{"$f":"Daten!J1262","v":0},null,null,0,0,0,0,0,0]
[null,1234,52,2,{"$f":"Daten!I1263","v":0},{"$f":"Daten!J1263","v":0},null,null,0,0,0,0,0,0]
[null,1235,52,2,{"$f":"Daten!I1264","v":0},{"$f":"Daten!J1264","v":0},null,null,0,0,0,0,0,0]
[null,1236,52,2,{"$f":"Daten!I1265","v":0},{"$f":"Daten!J1265","v":0},null,null,0,0,0,0,0,0]
[null,1237,52,2,{"$f":"Daten!I1266","v":0},{"$f":"Daten!J1266","v":0},null,null,0,0,0,0,0,0]
[null,1238,52,2,{"$f":"Daten!I1267","v":0},{"$f":"Daten!J1267","v":0},null,null,0,0,0,0,0,0]
[null,1239,52,2,{"$f":"Daten!I1268","v":0},{"$f":"Daten!J1268","v":0},null,null,0,0,0,0,0,0]
[null,1240,52,2,{"$f":"Daten!I1269","v":0},{"$f":"Daten!J1269","v":0},null,null,0,0,0,0,0,0]
[null,1241,52,2,{"$f":"Daten!I1270","v":0},{"$f":"Daten!J1270","v":0},null,null,0,0,0,0,0,0]
[null,1242,52,2,{"$f":"Daten!I1271","v":0},{"$f":"Daten!J1271","v":0},null,null,0,0,0,0,0,0]
[null,1243,52,2,{"$f":"Daten!I1272","v":0},{"$f":"Daten!J1272","v":0},null,null,0,0,0,0,0,0]
[null,1244,52,2,{"$f":"Daten!I1273","v":0},{"$f":"Daten!J1273","v":0},null,null,0,0,0,0,0,0]
[null,1245,52,2,{"$f":"Daten!I1274","v":0},{"$f":"Daten!J1274","v":0},null,null,0,0,0,0,0,0]
[null,1246,52,2,{"$f":"Daten!I1275","v":0},{"$f":"Daten!J1275","v":0},null,null,0,0,0,0,0,0]
[null,1247,52,2,{"$f":"Daten!I1276","v":0},{"$f":"Daten!J1276","v":0},null,null,0,0,0,0,0,0]
[null,1248,52,2,{"$f":"Daten!I1277","v":0},{"$f":"Daten!J1277","v":0},null,null,0,0,0,0,0,0]
[null,1249,53,2,{"$f":"Daten!I1278","v":0},{"$f":"Daten!J1278","v":0},null,null,0,0,0,0,0,0]
[null,1250,53,2,{"$f":"Daten!I1279","v":0},{"$f":"Daten!J1279","v":0},null,null,0,0,0,0,0,0]
[null,1251,53,2,{"$f":"Daten!I1280","v":0},{"$f":"Daten!J1280","v":0},null,null,0,0,0,0,0,0]
[null,1252,53,2,{"$f":"Daten!I1281","v":0},{"$f":"Daten!J1281","v":0},null,null,0,0,0,0,0,0]
[null,1253,53,2,{"$f":"Daten!I1282","v":0},{"$f":"Daten!J1282","v":0},null,null,0,0,0,0,0,0]
[null,1254,53,2,{"$f":"Daten!I1283","v":0},{"$f":"Daten!J1283","v":0},null,null,0,0,0,0,0,0]
[null,1255,53,2,{"$f":"Daten!I1284","v":0},{"$f":"Daten!J1284","v":0},null,null,0,0,0,0,0,0]
[null,1256,53,2,{"$f":"Daten!I1285","v":0},{"$f":"Daten!J1285","v":0},null,null,0,0,0,0,0,0]
[null,1257,53,2,{"$f":"Daten!I1286","v":0},{"$f":"Daten!J1286","v":0},null,null,0,0,0,0,0,0]
[null,1258,53,2,{"$f":"Daten!I1287","v":0},{"$f":"Daten!J1287","v":0},null,null,0,0,0,0,0,0]
[null,1259,53,2,{"$f":"Daten!I1288","v":0},{"$f":"Daten!J1288","v":0},null,null,0,0,0,0,0,0]
[null,1260,53,2,{"$f":"Daten!I1289","v":0},{"$f":"Daten!J1289","v":0},null,null,0,0,0,0,0,0]
[null,1261,53,2,{"$f":"Daten!I1290","v":0},{"$f":"Daten!J1290","v":0},null,null,0,0,0,0,0,0]
[null,1262,53,2,{"$f":"Daten!I1291","v":0},{"$f":"Daten!J1291","v":0},null,null,0,0,0,0,0,0]
[null,1263,53,2,{"$f":"Daten!I1292","v":0},{"$f":"Daten!J1292","v":0},null,null,0,0,0,0,0,0]
[null,1264,53,2,{"$f":"Daten!I1293","v":0},{"$f":"Daten!J1293","v":0},null,null,0,0,0,0,0,0]
[null,1265,53,2,{"$f":"Daten!I1294","v":0},{"$f":"Daten!J1294","v":0},null,null,0,0,0,0,0,0]
[null,1266,53,2,{"$f":"Daten!I1295","v":0},{"$f":"Daten!J1295","v":0},null,null,0,0,0,0,0,0]
[null,1267,53,2,{"$f":"Daten!I1296","v":0},{"$f":"Daten!J1296","v":0},null,null,0,0,0,0,0,0]
[null,1268,53,2,{"$f":"Daten!I1297","v":0},{"$f":"Daten!J1297","v":0},null,null,0,0,0,0,0,0]
[null,1269,53,2,{"$f":"Daten!I1298","v":0},{"$f":"Daten!J1298","v":0},null,null,0,0,0,0,0,0]
[null,1270,53,2,{"$f":"Daten!I1299","v":0},{"$f":"Daten!J1299","v":0},null,null,0,0,0,0,0,0]
[null,1271,53,2,{"$f":"Daten!I1300","v":0},{"$f":"Daten!J1300","v":0},null,null,0,0,0,0,0,0]
[null,1272,53,2,{"$f":"Daten!I1301","v":0},{"$f":"Daten!J1301","v":0},null,null,0,0,0,0,0,0]
[null,1273,54,2,{"$f":"Daten!I1302","v":0},{"$f":"Daten!J1302","v":0},null,null,0,0,0,0,0,0]
[null,1274,54,2,{"$f":"Daten!I1303","v":0},{"$f":"Daten!J1303","v":0},null,null,0,0,0,0,0,0]
[null,1275,54,2,{"$f":"Daten!I1304","v":0},{"$f":"Daten!J1304","v":0},null,null,0,0,0,0,0,0]
[null,1276,54,2,{"$f":"Daten!I1305","v":0},{"$f":"Daten!J1305","v":0},null,null,0,0,0,0,0,0]
[null,1277,54,2,{"$f":"Daten!I1306","v":0},{"$f":"Daten!J1306","v":0},null,null,0,0,0,0,0,0]
[null,1278,54,2,{"$f":"Daten!I1307","v":0},{"$f":"Daten!J1307","v":0},null,null,0,0,0,0,0,0]
[null,1279,54,2,{"$f":"Daten!I1308","v":0},{"$f":"Daten!J1308","v":0},null,null,0,0,0,0,0,0]
[null,1280,54,2,{"$f":"Daten!I1309","v":0},{"$f":"Daten!J1309","v":0},null,null,0,0,0,0,0,0]
[null,1281,54,2,{"$f":"Daten!I1310","v":0},{"$f":"Daten!J1310","v":0},null,null,0,0,0,0,0,{"$f":"IF(L1297>0,I1297+L1297*Wirkungsgrad,I1297+L1297)","v":0}]
[null,1282,{"$f":"CEILING(B1298/24,1)","v":54},{"$f":"MONTH(C1298)","v":2},{"$f":"Daten!I1311","v":0},{"$f":"Daten!J1311","v":0},null,null,0,{"$f":"MIN(E1298,F1298+I1298)","v":0},{"$f":"E1298-J1298","v":0},{"$f":"MIN((F1298-J1298),BatteriespeicherWh-I1298)","v":0},{"$f":"F1298-(J1298+L1298)","v":0},0]
[null,1283,54,2,{"$f":"Daten!I1312","v":0},{"$f":"Daten!J1312","v":0},null,null,{"$f":"N1298","v":0},0,0,0,0,0]
[null,1284,54,2,{"$f":"Daten!I1313","v":0},{"$f":"Daten!J1313","v":0},null,null,0,0,0,0,0,0]
[null,1285,54,2,{"$f":"Daten!I1314","v":0},{"$f":"Daten!J1314","v":0},null,null,0,0,0,0,0,0]
[null,1286,54,2,{"$f":"Daten!I1315","v":0},{"$f":"Daten!J1315","v":0},null,null,0,0,0,0,0,0]
[null,1287,54,2,{"$f":"Daten!I1316","v":0},{"$f":"Daten!J1316","v":0},null,null,0,0,0,0,0,0]
[null,1288,54,2,{"$f":"Daten!I1317","v":0},{"$f":"Daten!J1317","v":0},null,null,0,0,0,0,0,0]
[null,1289,54,2,{"$f":"Daten!I1318","v":0},{"$f":"Daten!J1318","v":0},null,null,0,0,0,0,0,0]
[null,1290,54,2,{"$f":"Daten!I1319","v":0},{"$f":"Daten!J1319","v":0},null,null,0,0,0,0,0,0]
[null,1291,54,2,{"$f":"Daten!I1320","v":0},{"$f":"Daten!J1320","v":0},null,null,0,0,0,0,0,0]
[null,1292,54,2,{"$f":"Daten!I1321","v":0},{"$f":"Daten!J1321","v":0},null,null,0,0,0,0,0,0]
[null,1293,54,2,{"$f":"Daten!I1322","v":0},{"$f":"Daten!J1322","v":0},null,null,0,0,0,0,0,0]
[null,1294,54,2,{"$f":"Daten!I1323","v":0},{"$f":"Daten!J1323","v":0},null,null,0,0,0,0,0,0]
[null,1295,54,2,{"$f":"Daten!I1324","v":0},{"$f":"Daten!J1324","v":0},null,null,0,0,0,0,0,0]
[null,1296,54,2,{"$f":"Daten!I1325","v":0},{"$f":"Daten!J1325","v":0},null,null,0,0,0,0,0,0]
[null,1297,55,2,{"$f":"Daten!I1326","v":0},{"$f":"Daten!J1326","v":0},null,null,0,0,0,0,0,0]
[null,1298,55,2,{"$f":"Daten!I1327","v":0},{"$f":"Daten!J1327","v":0},null,null,0,0,0,0,0,0]
[null,1299,55,2,{"$f":"Daten!I1328","v":0},{"$f":"Daten!J1328","v":0},null,null,0,0,0,0,0,0]
[null,1300,55,2,{"$f":"Daten!I1329","v":0},{"$f":"Daten!J1329","v":0},null,null,0,0,0,0,0,0]
[null,1301,55,2,{"$f":"Daten!I1330","v":0},{"$f":"Daten!J1330","v":0},null,null,0,0,0,0,0,0]
[null,1302,55,2,{"$f":"Daten!I1331","v":0},{"$f":"Daten!J1331","v":0},null,null,0,0,0,0,0,0]
[null,1303,55,2,{"$f":"Daten!I1332","v":0},{"$f":"Daten!J1332","v":0},null,null,0,0,0,0,0,0]
[null,1304,55,2,{"$f":"Daten!I1333","v":0},{"$f":"Daten!J1333","v":0},null,null,0,0,0,0,0,0]
[null,1305,55,2,{"$f":"Daten!I1334","v":0},{"$f":"Daten!J1334","v":0},null,null,0,0,0,0,0,0]
[null,1306,55,2,{"$f":"Daten!I1335","v":0},{"$f":"Daten!J1335","v":0},null,null,0,0,0,0,0,0]
[null,1307,55,2,{"$f":"Daten!I1336","v":0},{"$f":"Daten!J1336","v":0},null,null,0,0,0,0,0,0]
[null,1308,55,2,{"$f":"Daten!I1337","v":0},{"$f":"Daten!J1337","v":0},null,null,0,0,0,0,0,0]
[null,1309,55,2,{"$f":"Daten!I1338","v":0},{"$f":"Daten!J1338","v":0},null,null,0,0,0,0,0,0]
[null,1310,55,2,{"$f":"Daten!I1339","v":0},{"$f":"Daten!J1339","v":0},null,null,0,0,0,0,0,0]
[null,1311,55,2,{"$f":"Daten!I1340","v":0},{"$f":"Daten!J1340","v":0},null,null,0,0,0,0,0,0]
[null,1312,55,2,{"$f":"Daten!I1341","v":0},{"$f":"Daten!J1341","v":0},null,null,0,0,0,0,0,0]
[null,1313,55,2,{"$f":"Daten!I1342","v":0},{"$f":"Daten!J1342","v":0},null,null,0,0,0,0,0,0]
[null,1314,55,2,{"$f":"Daten!I1343","v":0},{"$f":"Daten!J1343","v":0},null,null,0,0,0,0,0,0]
[null,1315,55,2,{"$f":"Daten!I1344","v":0},{"$f":"Daten!J1344","v":0},null,null,0,0,0,0,0,0]
[null,1316,55,2,{"$f":"Daten!I1345","v":0},{"$f":"Daten!J1345","v":0},null,null,0,0,0,0,0,0]
[null,1317,55,2,{"$f":"Daten!I1346","v":0},{"$f":"Daten!J1346","v":0},null,null,0,0,0,0,0,0]
[null,1318,55,2,{"$f":"Daten!I1347","v":0},{"$f":"Daten!J1347","v":0},null,null,0,0,0,0,0,0]
[null,1319,55,2,{"$f":"Daten!I1348","v":0},{"$f":"Daten!J1348","v":0},null,null,0,0,0,0,0,0]
[null,1320,55,2,{"$f":"Daten!I1349","v":0},{"$f":"Daten!J1349","v":0},null,null,0,0,0,0,0,0]
[null,1321,56,2,{"$f":"Daten!I1350","v":0},{"$f":"Daten!J1350","v":0},null,null,0,0,0,0,0,0]
[null,1322,56,2,{"$f":"Daten!I1351","v":0},{"$f":"Daten!J1351","v":0},null,null,0,0,0,0,0,0]
[null,1323,56,2,{"$f":"Daten!I1352","v":0},{"$f":"Daten!J1352","v":0},null,null,0,0,0,0,0,0]
[null,1324,56,2,{"$f":"Daten!I1353","v":0},{"$f":"Daten!J1353","v":0},null,null,0,0,0,0,0,0]
[null,1325,56,2,{"$f":"Daten!I1354","v":0},{"$f":"Daten!J1354","v":0},null,null,0,0,0,0,0,0]
[null,1326,56,2,{"$f":"Daten!I1355","v":0},{"$f":"Daten!J1355","v":0},null,null,0,0,0,0,0,0]
[null,1327,56,2,{"$f":"Daten!I1356","v":0},{"$f":"Daten!J1356","v":0},null,null,0,0,0,0,0,0]
[null,1328,56,2,{"$f":"Daten!I1357","v":0},{"$f":"Daten!J1357","v":0},null,null,0,0,0,0,0,0]
[null,1329,56,2,{"$f":"Daten!I1358","v":0},{"$f":"Daten!J1358","v":0},null,null,0,0,0,0,0,0]
[null,1330,56,2,{"$f":"Daten!I1359","v":0},{"$f":"Daten!J1359","v":0},null,null,0,0,0,0,0,0]
[null,1331,56,2,{"$f":"Daten!I1360","v":0},{"$f":"Daten!J1360","v":0},null,null,0,0,0,0,0,0]
[null,1332,56,2,{"$f":"Daten!I1361","v":0},{"$f":"Daten!J1361","v":0},null,null,0,0,0,0,0,0]
[null,1333,56,2,{"$f":"Daten!I1362","v":0},{"$f":"Daten!J1362","v":0},null,null,0,0,0,0,0,0]
[null,1334,56,2,{"$f":"Daten!I1363","v":0},{"$f":"Daten!J1363","v":0},null,null,0,0,0,0,0,0]
[null,1335,56,2,{"$f":"Daten!I1364","v":0},{"$f":"Daten!J1364","v":0},null,null,0,0,0,0,0,0]
[null,1336,56,2,{"$f":"Daten!I1365","v":0},{"$f":"Daten!J1365","v":0},null,null,0,0,0,0,0,0]
[null,1337,56,2,{"$f":"Daten!I1366","v":0},{"$f":"Daten!J1366","v":0},null,null,0,0,0,0,0,0]
[null,1338,56,2,{"$f":"Daten!I1367","v":0},{"$f":"Daten!J1367","v":0},null,null,0,0,0,0,0,0]
[null,1339,56,2,{"$f":"Daten!I1368","v":0},{"$f":"Daten!J1368","v":0},null,null,0,0,0,0,0,0]
[null,1340,56,2,{"$f":"Daten!I1369","v":0},{"$f":"Daten!J1369","v":0},null,null,0,0,0,0,0,0]
[null,1341,56,2,{"$f":"Daten!I1370","v":0},{"$f":"Daten!J1370","v":0},null,null,0,0,0,0,0,0]
[null,1342,56,2,{"$f":"Daten!I1371","v":0},{"$f":"Daten!J1371","v":0},null,null,0,0,0,0,0,0]
[null,1343,56,2,{"$f":"Daten!I1372","v":0},{"$f":"Daten!J1372","v":0},null,null,0,0,0,0,0,0]
[null,1344,56,2,{"$f":"Daten!I1373","v":0},{"$f":"Daten!J1373","v":0},null,null,0,0,0,0,0,0]
[null,1345,57,2,{"$f":"Daten!I1374","v":0},{"$f":"Daten!J1374","v":0},null,null,0,0,0,0,0,{"$f":"IF(L1361>0,I1361+L1361*Wirkungsgrad,I1361+L1361)","v":0}]
[null,1346,{"$f":"CEILING(B1362/24,1)","v":57},{"$f":"MONTH(C1362)","v":2},{"$f":"Daten!I1375","v":0},{"$f":"Daten!J1375","v":0},null,null,0,{"$f":"MIN(E1362,F1362+I1362)","v":0},{"$f":"E1362-J1362","v":0},{"$f":"MIN((F1362-J1362),BatteriespeicherWh-I1362)","v":0},{"$f":"F1362-(J1362+L1362)","v":0},0]
[null,1347,57,2,{"$f":"Daten!I1376","v":0},{"$f":"Daten!J1376","v":0},null,null,{"$f":"N1362","v":0},0,0,0,0,0]
[null,1348,57,2,{"$f":"Daten!I1377","v":0},{"$f":"Daten!J1377","v":0},null,null,0,0,0,0,0,0]
[null,1349,57,2,{"$f":"Daten!I1378","v":0},{"$f":"Daten!J1378","v":0},null,null,0,0,0,0,0,0]
[null,1350,57,2,{"$f":"Daten!I1379","v":0},{"$f":"Daten!J1379","v":0},null,null,0,0,0,0,0,0]
[null,1351,57,2,{"$f":"Daten!I1380","v":0},{"$f":"Daten!J1380","v":0},null,null,0,0,0,0,0,0]
[null,1352,57,2,{"$f":"Daten!I1381","v":0},{"$f":"Daten!J1381","v":0},null,null,0,0,0,0,0,0]
[null,1353,57,2,{"$f":"Daten!I1382","v":0},{"$f":"Daten!J1382","v":0},null,null,0,0,0,0,0,0]
[null,1354,57,2,{"$f":"Daten!I1383","v":0},{"$f":"Daten!J1383","v":0},null,null,0,0,0,0,0,0]
[null,1355,57,2,{"$f":"Daten!I1384","v":0},{"$f":"Daten!J1384","v":0},null,null,0,0,0,0,0,0]
[null,1356,57,2,{"$f":"Daten!I1385","v":0},{"$f":"Daten!J1385","v":0},null,null,0,0,0,0,0,0]
[null,1357,57,2,{"$f":"Daten!I1386","v":0},{"$f":"Daten!J1386","v":0},null,null,0,0,0,0,0,0]
[null,1358,57,2,{"$f":"Daten!I1387","v":0},{"$f":"Daten!J1387","v":0},null,null,0,0,0,0,0,0]
[null,1359,57,2,{"$f":"Daten!I1388","v":0},{"$f":"Daten!J1388","v":0},null,null,0,0,0,0,0,0]
[null,1360,57,2,{"$f":"Daten!I1389","v":0},{"$f":"Daten!J1389","v":0},null,null,0,0,0,0,0,0]
[null,1361,57,2,{"$f":"Daten!I1390","v":0},{"$f":"Daten!J1390","v":0},null,null,0,0,0,0,0,0]
[null,1362,57,2,{"$f":"Daten!I1391","v":0},{"$f":"Daten!J1391","v":0},null,null,0,0,0,0,0,0]
[null,1363,57,2,{"$f":"Daten!I1392","v":0},{"$f":"Daten!J1392","v":0},null,null,0,0,0,0,0,0]
[null,1364,57,2,{"$f":"Daten!I1393","v":0},{"$f":"Daten!J1393","v":0},null,null,0,0,0,0,0,0]
[null,1365,57,2,{"$f":"Daten!I1394","v":0},{"$f":"Daten!J1394","v":0},null,null,0,0,0,0,0,0]
[null,1366,57,2,{"$f":"Daten!I1395","v":0},{"$f":"Daten!J1395","v":0},null,null,0,0,0,0,0,0]
[null,1367,57,2,{"$f":"Daten!I1396","v":0},{"$f":"Daten!J1396","v":0},null,null,0,0,0,0,0,0]
[null,1368,57,2,{"$f":"Daten!I1397","v":0},{"$f":"Daten!J1397","v":0},null,null,0,0,0,0,0,0]
[null,1369,58,2,{"$f":"Daten!I1398","v":0},{"$f":"Daten!J1398","v":0},null,null,0,0,0,0,0,0]
[null,1370,58,2,{"$f":"Daten!I1399","v":0},{"$f":"Daten!J1399","v":0},null,null,0,0,0,0,0,0]
[null,1371,58,2,{"$f":"Daten!I1400","v":0},{"$f":"Daten!J1400","v":0},null,null,0,0,0,0,0,0]
[null,1372,58,2,{"$f":"Daten!I1401","v":0},{"$f":"Daten!J1401","v":0},null,null,0,0,0,0,0,0]
[null,1373,58,2,{"$f":"Daten!I1402","v":0},{"$f":"Daten!J1402","v":0},null,null,0,0,0,0,0,0]
[null,1374,58,2,{"$f":"Daten!I1403","v":0},{"$f":"Daten!J1403","v":0},null,null,0,0,0,0,0,0]
[null,1375,58,2,{"$f":"Daten!I1404","v":0},{"$f":"Daten!J1404","v":0},null,null,0,0,0,0,0,0]
[null,1376,58,2,{"$f":"Daten!I1405","v":0},{"$f":"Daten!J1405","v":0},null,null,0,0,0,0,0,0]
[null,1377,58,2,{"$f":"Daten!I1406","v":0},{"$f":"Daten!J1406","v":0},null,null,0,0,0,0,0,0]
[null,1378,58,2,{"$f":"Daten!I1407","v":0},{"$f":"Daten!J1407","v":0},null,null,0,0,0,0,0,0]
[null,1379,58,2,{"$f":"Daten!I1408","v":0},{"$f":"Daten!J1408","v":0},null,null,0,0,0,0,0,0]
[null,1380,58,2,{"$f":"Daten!I1409","v":0},{"$f":"Daten!J1409","v":0},null,null,0,0,0,0,0,0]
[null,1381,58,2,{"$f":"Daten!I1410","v":0},{"$f":"Daten!J1410","v":0},null,null,0,0,0,0,0,0]
[null,1382,58,2,{"$f":"Daten!I1411","v":0},{"$f":"Daten!J1411","v":0},null,null,0,0,0,0,0,0]
[null,1383,58,2,{"$f":"Daten!I1412","v":0},{"$f":"Daten!J1412","v":0},null,null,0,0,0,0,0,0]
[null,1384,58,2,{"$f":"Daten!I1413","v":0},{"$f":"Daten!J1413","v":0},null,null,0,0,0,0,0,0]
[null,1385,58,2,{"$f":"Daten!I1414","v":0},{"$f":"Daten!J1414","v":0},null,null,0,0,0,0,0,0]
[null,1386,58,2,{"$f":"Daten!I1415","v":0},{"$f":"Daten!J1415","v":0},null,null,0,0,0,0,0,0]
[null,1387,58,2,{"$f":"Daten!I1416","v":0},{"$f":"Daten!J1416","v":0},null,null,0,0,0,0,0,0]
[null,1388,58,2,{"$f":"Daten!I1417","v":0},{"$f":"Daten!J1417","v":0},null,null,0,0,0,0,0,0]
[null,1389,58,2,{"$f":"Daten!I1418","v":0},{"$f":"Daten!J1418","v":0},null,null,0,0,0,0,0,0]
[null,1390,58,2,{"$f":"Daten!I1419","v":0},{"$f":"Daten!J1419","v":0},null,null,0,0,0,0,0,0]
[null,1391,58,2,{"$f":"Daten!I1420","v":0},{"$f":"Daten!J1420","v":0},null,null,0,0,0,0,0,0]
[null,1392,58,2,{"$f":"Daten!I1421","v":0},{"$f":"Daten!J1421","v":0},null,null,0,0,0,0,0,0]
[null,1393,59,2,{"$f":"Daten!I1422","v":0},{"$f":"Daten!J1422","v":0},null,null,0,0,0,0,0,0]
[null,1394,59,2,{"$f":"Daten!I1423","v":0},{"$f":"Daten!J1423","v":0},null,null,0,0,0,0,0,0]
[null,1395,59,2,{"$f":"Daten!I1424","v":0},{"$f":"Daten!J1424","v":0},null,null,0,0,0,0,0,0]
[null,1396,59,2,{"$f":"Daten!I1425","v":0},{"$f":"Daten!J1425","v":0},null,null,0,0,0,0,0,0]
[null,1397,59,2,{"$f":"Daten!I1426","v":0},{"$f":"Daten!J1426","v":0},null,null,0,0,0,0,0,0]
[null,1398,59,2,{"$f":"Daten!I1427","v":0},{"$f":"Daten!J1427","v":0},null,null,0,0,0,0,0,0]
[null,1399,59,2,{"$f":"Daten!I1428","v":0},{"$f":"Daten!J1428","v":0},null,null,0,0,0,0,0,0]
[null,1400,59,2,{"$f":"Daten!I1429","v":0},{"$f":"Daten!J1429","v":0},null,null,0,0,0,0,0,0]
[null,1401,59,2,{"$f":"Daten!I1430","v":0},{"$f":"Daten!J1430","v":0},null,null,0,0,0,0,0,0]
[null,1402,59,2,{"$f":"Daten!I1431","v":0},{"$f":"Daten!J1431","v":0},null,null,0,0,0,0,0,0]
[null,1403,59,2,{"$f":"Daten!I1432","v":0},{"$f":"Daten!J1432","v":0},null,null,0,0,0,0,0,0]
[null,1404,59,2,{"$f":"Daten!I1433","v":0},{"$f":"Daten!J1433","v":0},null,null,0,0,0,0,0,0]
[null,1405,59,2,{"$f":"Daten!I1434","v":0},{"$f":"Daten!J1434","v":0},null,null,0,0,0,0,0,0]
[null,1406,59,2,{"$f":"Daten!I1435","v":0},{"$f":"Daten!J1435","v":0},null,null,0,0,0,0,0,0]
[null,1407,59,2,{"$f":"Daten!I1436","v":0},{"$f":"Daten!J1436","v":0},null,null,0,0,0,0,0,0]
[null,1408,59,2,{"$f":"Daten!I1437","v":0},{"$f":"Daten!J1437","v":0},null,null,0,0,0,0,0,0]
[null,1409,59,2,{"$f":"Daten!I1438","v":0},{"$f":"Daten!J1438","v":0},null,null,0,0,0,0,0,{"$f":"IF(L1425>0,I1425+L1425*Wirkungsgrad,I1425+L1425)","v":0}]
[null,1410,{"$f":"CEILING(B1426/24,1)","v":59},{"$f":"MONTH(C1426)","v":2},{"$f":"Daten!I1439","v":0},{"$f":"Daten!J1439","v":0},null,null,0,{"$f":"MIN(E1426,F1426+I1426)","v":0},{"$f":"E1426-J1426","v":0},{"$f":"MIN((F1426-J1426),BatteriespeicherWh-I1426)","v":0},{"$f":"F1426-(J1426+L1426)","v":0},0]
[null,1411,59,2,{"$f":"Daten!I1440","v":0},{"$f":"Daten!J1440","v":0},null,null,{"$f":"N1426","v":0},0,0,0,0,0]
[null,1412,59,2,{"$f":"Daten!I1441","v":0},{"$f":"Daten!J1441","v":0},null,null,0,0,0,0,0,0]
[null,1413,59,2,{"$f":"Daten!I1442","v":0},{"$f":"Daten!J1442","v":0},null,null,0,0,0,0,0,0]
[null,1414,59,2,{"$f":"Daten!I1443","v":0},{"$f":"Daten!J1443","v":0},null,null,0,0,0,0,0,0]
[null,1415,59,2,{"$f":"Daten!I1444","v":0},{"$f":"Daten!J1444","v":0},null,null,0,0,0,0,0,0]
[null,1416,59,2,{"$f":"Daten!I1445","v":0},{"$f":"Daten!J1445","v":0},null,null,0,0,0,0,0,0]
[null,1417,60,2,{"$f":"Daten!I1446","v":0},{"$f":"Daten!J1446","v":0},null,null,0,0,0,0,0,0]
[null,1418,60,2,{"$f":"Daten!I1447","v":0},{"$f":"Daten!J1447","v":0},null,null,0,0,0,0,0,0]
[null,1419,60,2,{"$f":"Daten!I1448","v":0},{"$f":"Daten!J1448","v":0},null,null,0,0,0,0,0,0]
[null,1420,60,2,{"$f":"Daten!I1449","v":0},{"$f":"Daten!J1449","v":0},null,null,0,0,0,0,0,0]
[null,1421,60,2,{"$f":"Daten!I1450","v":0},{"$f":"Daten!J1450","v":0},null,null,0,0,0,0,0,0]
[null,1422,60,2,{"$f":"Daten!I1451","v":0},{"$f":"Daten!J1451","v":0},null,null,0,0,0,0,0,0]
[null,1423,60,2,{"$f":"Daten!I1452","v":0},{"$f":"Daten!J1452","v":0},null,null,0,0,0,0,0,0]
[null,1424,60,2,{"$f":"Daten!I1453","v":0},{"$f":"Daten!J1453","v":0},null,null,0,0,0,0,0,0]
[null,1425,60,2,{"$f":"Daten!I1454","v":0},{"$f":"Daten!J1454","v":0},null,null,0,0,0,0,0,0]
[null,1426,60,2,{"$f":"Daten!I1455","v":0},{"$f":"Daten!J1455","v":0},null,null,0,0,0,0,0,0]
[null,1427,60,2,{"$f":"Daten!I1456","v":0},{"$f":"Daten!J1456","v":0},null,null,0,0,0,0,0,0]
[null,1428,60,2,{"$f":"Daten!I1457","v":0},{"$f":"Daten!J1457","v":0},null,null,0,0,0,0,0,0]
[null,1429,60,2,{"$f":"Daten!I1458","v":0},{"$f":"Daten!J1458","v":0},null,null,0,0,0,0,0,0]
[null,1430,60,2,{"$f":"Daten!I1459","v":0},{"$f":"Daten!J1459","v":0},null,null,0,0,0,0,0,0]
[null,1431,60,2,{"$f":"Daten!I1460","v":0},{"$f":"Daten!J1460","v":0},null,null,0,0,0,0,0,0]
[null,1432,60,2,{"$f":"Daten!I1461","v":0},{"$f":"Daten!J1461","v":0},null,null,0,0,0,0,0,0]
[null,1433,60,2,{"$f":"Daten!I1462","v":0},{"$f":"Daten!J1462","v":0},null,null,0,0,0,0,0,0]
[null,1434,60,2,{"$f":"Daten!I1463","v":0},{"$f":"Daten!J1463","v":0},null,null,0,0,0,0,0,0]
[null,1435,60,2,{"$f":"Daten!I1464","v":0},{"$f":"Daten!J1464","v":0},null,null,0,0,0,0,0,0]
[null,1436,60,2,{"$f":"Daten!I1465","v":0},{"$f":"Daten!J1465","v":0},null,null,0,0,0,0,0,0]
[null,1437,60,2,{"$f":"Daten!I1466","v":0},{"$f":"Daten!J1466","v":0},null,null,0,0,0,0,0,0]
[null,1438,60,2,{"$f":"Daten!I1467","v":0},{"$f":"Daten!J1467","v":0},null,null,0,0,0,0,0,0]
[null,1439,60,2,{"$f":"Daten!I1468","v":0},{"$f":"Daten!J1468","v":0},null,null,0,0,0,0,0,0]
[null,1440,60,2,{"$f":"Daten!I1469","v":0},{"$f":"Daten!J1469","v":0},null,null,0,0,0,0,0,0]
[null,1441,61,3,{"$f":"Daten!I1470","v":0},{"$f":"Daten!J1470","v":0},null,null,0,0,0,0,0,0]
[null,1442,61,3,{"$f":"Daten!I1471","v":0},{"$f":"Daten!J1471","v":0},null,null,0,0,0,0,0,0]
[null,1443,61,3,{"$f":"Daten!I1472","v":0},{"$f":"Daten!J1472","v":0},null,null,0,0,0,0,0,0]
[null,1444,61,3,{"$f":"Daten!I1473","v":0},{"$f":"Daten!J1473","v":0},null,null,0,0,0,0,0,0]
[null,1445,61,3,{"$f":"Daten!I1474","v":0},{"$f":"Daten!J1474","v":0},null,null,0,0,0,0,0,0]
[null,1446,61,3,{"$f":"Daten!I1475","v":0},{"$f":"Daten!J1475","v":0},null,null,0,0,0,0,0,0]
[null,1447,61,3,{"$f":"Daten!I1476","v":0},{"$f":"Daten!J1476","v":0},null,null,0,0,0,0,0,0]
[null,1448,61,3,{"$f":"Daten!I1477","v":0},{"$f":"Daten!J1477","v":0},null,null,0,0,0,0,0,0]
[null,1449,61,3,{"$f":"Daten!I1478","v":0},{"$f":"Daten!J1478","v":0},null,null,0,0,0,0,0,0]
[null,1450,61,3,{"$f":"Daten!I1479","v":0},{"$f":"Daten!J1479","v":0},null,null,0,0,0,0,0,0]
[null,1451,61,3,{"$f":"Daten!I1480","v":0},{"$f":"Daten!J1480","v":0},null,null,0,0,0,0,0,0]
[null,1452,61,3,{"$f":"Daten!I1481","v":0},{"$f":"Daten!J1481","v":0},null,null,0,0,0,0,0,0]
[null,1453,61,3,{"$f":"Daten!I1482","v":0},{"$f":"Daten!J1482","v":0},null,null,0,0,0,0,0,0]
[null,1454,61,3,{"$f":"Daten!I1483","v":0},{"$f":"Daten!J1483","v":0},null,null,0,0,0,0,0,0]
[null,1455,61,3,{"$f":"Daten!I1484","v":0},{"$f":"Daten!J1484","v":0},null,null,0,0,0,0,0,0]
[null,1456,61,3,{"$f":"Daten!I1485","v":0},{"$f":"Daten!J1485","v":0},null,null,0,0,0,0,0,0]
[null,1457,61,3,{"$f":"Daten!I1486","v":0},{"$f":"Daten!J1486","v":0},null,null,0,0,0,0,0,0]
[null,1458,61,3,{"$f":"Daten!I1487","v":0},{"$f":"Daten!J1487","v":0},null,null,0,0,0,0,0,0]
[null,1459,61,3,{"$f":"Daten!I1488","v":0},{"$f":"Daten!J1488","v":0},null,null,0,0,0,0,0,0]
[null,1460,61,3,{"$f":"Daten!I1489","v":0},{"$f":"Daten!J1489","v":0},null,null,0,0,0,0,0,0]
[null,1461,61,3,{"$f":"Daten!I1490","v":0},{"$f":"Daten!J1490","v":0},null,null,0,0,0,0,0,0]
[null,1462,61,3,{"$f":"Daten!I1491","v":0},{"$f":"Daten!J1491","v":0},null,null,0,0,0,0,0,0]
[null,1463,61,3,{"$f":"Daten!I1492","v":0},{"$f":"Daten!J1492","v":0},null,null,0,0,0,0,0,0]
[null,1464,61,3,{"$f":"Daten!I1493","v":0},{"$f":"Daten!J1493","v":0},null,null,0,0,0,0,0,0]
[null,1465,62,3,{"$f":"Daten!I1494","v":0},{"$f":"Daten!J1494","v":0},null,null,0,0,0,0,0,0]
[null,1466,62,3,{"$f":"Daten!I1495","v":0},{"$f":"Daten!J1495","v":0},null,null,0,0,0,0,0,0]
[null,1467,62,3,{"$f":"Daten!I1496","v":0},{"$f":"Daten!J1496","v":0},null,null,0,0,0,0,0,0]
[null,1468,62,3,{"$f":"Daten!I1497","v":0},{"$f":"Daten!J1497","v":0},null,null,0,0,0,0,0,0]
[null,1469,62,3,{"$f":"Daten!I1498","v":0},{"$f":"Daten!J1498","v":0},null,null,0,0,0,0,0,0]
[null,1470,62,3,{"$f":"Daten!I1499","v":0},{"$f":"Daten!J1499","v":0},null,null,0,0,0,0,0,0]
[null,1471,62,3,{"$f":"Daten!I1500","v":0},{"$f":"Daten!J1500","v":0},null,null,0,0,0,0,0,0]
[null,1472,62,3,{"$f":"Daten!I1501","v":0},{"$f":"Daten!J1501","v":0},null,null,0,0,0,0,0,0]
[null,1473,62,3,{"$f":"Daten!I1502","v":0},{"$f":"Daten!J1502","v":0},null,null,0,0,0,0,0,{"$f":"IF(L1489>0,I1489+L1489*Wirkungsgrad,I1489+L1489)","v":0}]
[null,1474,{"$f":"CEILING(B1490/24,1)","v":62},{"$f":"MONTH(C1490)","v":3},{"$f":"Daten!I1503","v":0},{"$f":"Daten!J1503","v":0},null,null,0,{"$f":"MIN(E1490,F1490+I1490)","v":0},{"$f":"E1490-J1490","v":0},{"$f":"MIN((F1490-J1490),BatteriespeicherWh-I1490)","v":0},{"$f":"F1490-(J1490+L1490)","v":0},0]
[null,1475,62,3,{"$f":"Daten!I1504","v":0},{"$f":"Daten!J1504","v":0},null,null,{"$f":"N1490","v":0},0,0,0,0,0]
[null,1476,62,3,{"$f":"Daten!I1505","v":0},{"$f":"Daten!J1505","v":0},null,null,0,0,0,0,0,0]
[null,1477,62,3,{"$f":"Daten!I1506","v":0},{"$f":"Daten!J1506","v":0},null,null,0,0,0,0,0,0]
[null,1478,62,3,{"$f":"Daten!I1507","v":0},{"$f":"Daten!J1507","v":0},null,null,0,0,0,0,0,0]
[null,1479,62,3,{"$f":"Daten!I1508","v":0},{"$f":"Daten!J1508","v":0},null,null,0,0,0,0,0,0]
[null,1480,62,3,{"$f":"Daten!I1509","v":0},{"$f":"Daten!J1509","v":0},null,null,0,0,0,0,0,0]
[null,1481,62,3,{"$f":"Daten!I1510","v":0},{"$f":"Daten!J1510","v":0},null,null,0,0,0,0,0,0]
[null,1482,62,3,{"$f":"Daten!I1511","v":0},{"$f":"Daten!J1511","v":0},null,null,0,0,0,0,0,0]
[null,1483,62,3,{"$f":"Daten!I1512","v":0},{"$f":"Daten!J1512","v":0},null,null,0,0,0,0,0,0]
[null,1484,62,3,{"$f":"Daten!I1513","v":0},{"$f":"Daten!J1513","v":0},null,null,0,0,0,0,0,0]
[null,1485,62,3,{"$f":"Daten!I1514","v":0},{"$f":"Daten!J1514","v":0},null,null,0,0,0,0,0,0]
[null,1486,62,3,{"$f":"Daten!I1515","v":0},{"$f":"Daten!J1515","v":0},null,null,0,0,0,0,0,0]
[null,1487,62,3,{"$f":"Daten!I1516","v":0},{"$f":"Daten!J1516","v":0},null,null,0,0,0,0,0,0]
[null,1488,62,3,{"$f":"Daten!I1517","v":0},{"$f":"Daten!J1517","v":0},null,null,0,0,0,0,0,0]
[null,1489,63,3,{"$f":"Daten!I1518","v":0},{"$f":"Daten!J1518","v":0},null,null,0,0,0,0,0,0]
[null,1490,63,3,{"$f":"Daten!I1519","v":0},{"$f":"Daten!J1519","v":0},null,null,0,0,0,0,0,0]
[null,1491,63,3,{"$f":"Daten!I1520","v":0},{"$f":"Daten!J1520","v":0},null,null,0,0,0,0,0,0]
[null,1492,63,3,{"$f":"Daten!I1521","v":0},{"$f":"Daten!J1521","v":0},null,null,0,0,0,0,0,0]
[null,1493,63,3,{"$f":"Daten!I1522","v":0},{"$f":"Daten!J1522","v":0},null,null,0,0,0,0,0,0]
[null,1494,63,3,{"$f":"Daten!I1523","v":0},{"$f":"Daten!J1523","v":0},null,null,0,0,0,0,0,0]
[null,1495,63,3,{"$f":"Daten!I1524","v":0},{"$f":"Daten!J1524","v":0},null,null,0,0,0,0,0,0]
[null,1496,63,3,{"$f":"Daten!I1525","v":0},{"$f":"Daten!J1525","v":0},null,null,0,0,0,0,0,0]
[null,1497,63,3,{"$f":"Daten!I1526","v":0},{"$f":"Daten!J1526","v":0},null,null,0,0,0,0,0,0]
[null,1498,63,3,{"$f":"Daten!I1527","v":0},{"$f":"Daten!J1527","v":0},null,null,0,0,0,0,0,0]
[null,1499,63,3,{"$f":"Daten!I1528","v":0},{"$f":"Daten!J1528","v":0},null,null,0,0,0,0,0,0]
[null,1500,63,3,{"$f":"Daten!I1529","v":0},{"$f":"Daten!J1529","v":0},null,null,0,0,0,0,0,0]
[null,1501,63,3,{"$f":"Daten!I1530","v":0},{"$f":"Daten!J1530","v":0},null,null,0,0,0,0,0,0]
[null,1502,63,3,{"$f":"Daten!I1531","v":0},{"$f":"Daten!J1531","v":0},null,null,0,0,0,0,0,0]
[null,1503,63,3,{"$f":"Daten!I1532","v":0},{"$f":"Daten!J1532","v":0},null,null,0,0,0,0,0,0]
[null,1504,63,3,{"$f":"Daten!I1533","v":0},{"$f":"Daten!J1533","v":0},null,null,0,0,0,0,0,0]
[null,1505,63,3,{"$f":"Daten!I1534","v":0},{"$f":"Daten!J1534","v":0},null,null,0,0,0,0,0,0]
[null,1506,63,3,{"$f":"Daten!I1535","v":0},{"$f":"Daten!J1535","v":0},null,null,0,0,0,0,0,0]
[null,1507,63,3,{"$f":"Daten!I1536","v":0},{"$f":"Daten!J1536","v":0},null,null,0,0,0,0,0,0]
[null,1508,63,3,{"$f":"Daten!I1537","v":0},{"$f":"Daten!J1537","v":0},null,null,0,0,0,0,0,0]
[null,1509,63,3,{"$f":"Daten!I1538","v":0},{"$f":"Daten!J1538","v":0},null,null,0,0,0,0,0,0]
[null,1510,63,3,{"$f":"Daten!I1539","v":0},{"$f":"Daten!J1539","v":0},null,null,0,0,0,0,0,0]
[null,1511,63,3,{"$f":"Daten!I1540","v":0},{"$f":"Daten!J1540","v":0},null,null,0,0,0,0,0,0]
[null,1512,63,3,{"$f":"Daten!I1541","v":0},{"$f":"Daten!J1541","v":0},null,null,0,0,0,0,0,0]
[null,1513,64,3,{"$f":"Daten!I1542","v":0},{"$f":"Daten!J1542","v":0},null,null,0,0,0,0,0,0]
[null,1514,64,3,{"$f":"Daten!I1543","v":0},{"$f":"Daten!J1543","v":0},null,null,0,0,0,0,0,0]
[null,1515,64,3,{"$f":"Daten!I1544","v":0},{"$f":"Daten!J1544","v":0},null,null,0,0,0,0,0,0]
[null,1516,64,3,{"$f":"Daten!I1545","v":0},{"$f":"Daten!J1545","v":0},null,null,0,0,0,0,0,0]
[null,1517,64,3,{"$f":"Daten!I1546","v":0},{"$f":"Daten!J1546","v":0},null,null,0,0,0,0,0,0]
[null,1518,64,3,{"$f":"Daten!I1547","v":0},{"$f":"Daten!J1547","v":0},null,null,0,0,0,0,0,0]
[null,1519,64,3,{"$f":"Daten!I1548","v":0},{"$f":"Daten!J1548","v":0},null,null,0,0,0,0,0,0]
[null,1520,64,3,{"$f":"Daten!I1549","v":0},{"$f":"Daten!J1549","v":0},null,null,0,0,0,0,0,0]
[null,1521,64,3,{"$f":"Daten!I1550","v":0},{"$f":"Daten!J1550","v":0},null,null,0,0,0,0,0,0]
[null,1522,64,3,{"$f":"Daten!I1551","v":0},{"$f":"Daten!J1551","v":0},null,null,0,0,0,0,0,0]
[null,1523,64,3,{"$f":"Daten!I1552","v":0},{"$f":"Daten!J1552","v":0},null,null,0,0,0,0,0,0]
[null,1524,64,3,{"$f":"Daten!I1553","v":0},{"$f":"Daten!J1553","v":0},null,null,0,0,0,0,0,0]
[null,1525,64,3,{"$f":"Daten!I1554","v":0},{"$f":"Daten!J1554","v":0},null,null,0,0,0,0,0,0]
[null,1526,64,3,{"$f":"Daten!I1555","v":0},{"$f":"Daten!J1555","v":0},null,null,0,0,0,0,0,0]
[null,1527,64,3,{"$f":"Daten!I1556","v":0},{"$f":"Daten!J1556","v":0},null,null,0,0,0,0,0,0]
[null,1528,64,3,{"$f":"Daten!I1557","v":0},{"$f":"Daten!J1557","v":0},null,null,0,0,0,0,0,0]
[null,1529,64,3,{"$f":"Daten!I1558","v":0},{"$f":"Daten!J1558","v":0},null,null,0,0,0,0,0,0]
[null,1530,64,3,{"$f":"Daten!I1559","v":0},{"$f":"Daten!J1559","v":0},null,null,0,0,0,0,0,0]
[null,1531,64,3,{"$f":"Daten!I1560","v":0},{"$f":"Daten!J1560","v":0},null,null,0,0,0,0,0,0]
[null,1532,64,3,{"$f":"Daten!I1561","v":0},{"$f":"Daten!J1561","v":0},null,null,0,0,0,0,0,0]
[null,1533,64,3,{"$f":"Daten!I1562","v":0},{"$f":"Daten!J1562","v":0},null,null,0,0,0,0,0,0]
[null,1534,64,3,{"$f":"Daten!I1563","v":0},{"$f":"Daten!J1563","v":0},null,null,0,0,0,0,0,0]
[null,1535,64,3,{"$f":"Daten!I1564","v":0},{"$f":"Daten!J1564","v":0},null,null,0,0,0,0,0,0]
[null,1536,64,3,{"$f":"Daten!I1565","v":0},{"$f":"Daten!J1565","v":0},null,null,0,0,0,0,0,0]
[null,1537,65,3,{"$f":"Daten!I1566","v":0},{"$f":"Daten!J1566","v":0},null,null,0,0,0,0,0,{"$f":"IF(L1553>0,I1553+L1553*Wirkungsgrad,I1553+L1553)","v":0}]
[null,1538,{"$f":"CEILING(B1554/24,1)","v":65},{"$f":"MONTH(C1554)","v":3},{"$f":"Daten!I1567","v":0},{"$f":"Daten!J1567","v":0},null,null,0,{"$f":"MIN(E1554,F1554+I1554)","v":0},{"$f":"E1554-J1554","v":0},{"$f":"MIN((F1554-J1554),BatteriespeicherWh-I1554)","v":0},{"$f":"F1554-(J1554+L1554)","v":0},0]
[null,1539,65,3,{"$f":"Daten!I1568","v":0},{"$f":"Daten!J1568","v":0},null,null,{"$f":"N1554","v":0},0,0,0,0,0]
[null,1540,65,3,{"$f":"Daten!I1569","v":0},{"$f":"Daten!J1569","v":0},null,null,0,0,0,0,0,0]
[null,1541,65,3,{"$f":"Daten!I1570","v":0},{"$f":"Daten!J1570","v":0},null,null,0,0,0,0,0,0]
[null,1542,65,3,{"$f":"Daten!I1571","v":0},{"$f":"Daten!J1571","v":0},null,null,0,0,0,0,0,0]
[null,1543,65,3,{"$f":"Daten!I1572","v":0},{"$f":"Daten!J1572","v":0},null,null,0,0,0,0,0,0]
[null,1544,65,3,{"$f":"Daten!I1573","v":0},{"$f":"Daten!J1573","v":0},null,null,0,0,0,0,0,0]
[null,1545,65,3,{"$f":"Daten!I1574","v":0},{"$f":"Daten!J1574","v":0},null,null,0,0,0,0,0,0]
[null,1546,65,3,{"$f":"Daten!I1575","v":0},{"$f":"Daten!J1575","v":0},null,null,0,0,0,0,0,0]
[null,1547,65,3,{"$f":"Daten!I1576","v":0},{"$f":"Daten!J1576","v":0},null,null,0,0,0,0,0,0]
[null,1548,65,3,{"$f":"Daten!I1577","v":0},{"$f":"Daten!J1577","v":0},null,null,0,0,0,0,0,0]
[null,1549,65,3,{"$f":"Daten!I1578","v":0},{"$f":"Daten!J1578","v":0},null,null,0,0,0,0,0,0]
[null,1550,65,3,{"$f":"Daten!I1579","v":0},{"$f":"Daten!J1579","v":0},null,null,0,0,0,0,0,0]
[null,1551,65,3,{"$f":"Daten!I1580","v":0},{"$f":"Daten!J1580","v":0},null,null,0,0,0,0,0,0]
[null,1552,65,3,{"$f":"Daten!I1581","v":0},{"$f":"Daten!J1581","v":0},null,null,0,0,0,0,0,0]
[null,1553,65,3,{"$f":"Daten!I1582","v":0},{"$f":"Daten!J1582","v":0},null,null,0,0,0,0,0,0]
[null,1554,65,3,{"$f":"Daten!I1583","v":0},{"$f":"Daten!J1583","v":0},null,null,0,0,0,0,0,0]
[null,1555,65,3,{"$f":"Daten!I1584","v":0},{"$f":"Daten!J1584","v":0},null,null,0,0,0,0,0,0]
[null,1556,65,3,{"$f":"Daten!I1585","v":0},{"$f":"Daten!J1585","v":0},null,null,0,0,0,0,0,0]
[null,1557,65,3,{"$f":"Daten!I1586","v":0},{"$f":"Daten!J1586","v":0},null,null,0,0,0,0,0,0]
[null,1558,65,3,{"$f":"Daten!I1587","v":0},{"$f":"Daten!J1587","v":0},null,null,0,0,0,0,0,0]
[null,1559,65,3,{"$f":"Daten!I1588","v":0},{"$f":"Daten!J1588","v":0},null,null,0,0,0,0,0,0]
[null,1560,65,3,{"$f":"Daten!I1589","v":0},{"$f":"Daten!J1589","v":0},null,null,0,0,0,0,0,0]
[null,1561,66,3,{"$f":"Daten!I1590","v":0},{"$f":"Daten!J1590","v":0},null,null,0,0,0,0,0,0]
[null,1562,66,3,{"$f":"Daten!I1591","v":0},{"$f":"Daten!J1591","v":0},null,null,0,0,0,0,0,0]
[null,1563,66,3,{"$f":"Daten!I1592","v":0},{"$f":"Daten!J1592","v":0},null,null,0,0,0,0,0,0]
[null,1564,66,3,{"$f":"Daten!I1593","v":0},{"$f":"Daten!J1593","v":0},null,null,0,0,0,0,0,0]
[null,1565,66,3,{"$f":"Daten!I1594","v":0},{"$f":"Daten!J1594","v":0},null,null,0,0,0,0,0,0]
[null,1566,66,3,{"$f":"Daten!I1595","v":0},{"$f":"Daten!J1595","v":0},null,null,0,0,0,0,0,0]
[null,1567,66,3,{"$f":"Daten!I1596","v":0},{"$f":"Daten!J1596","v":0},null,null,0,0,0,0,0,0]
[null,1568,66,3,{"$f":"Daten!I1597","v":0},{"$f":"Daten!J1597","v":0},null,null,0,0,0,0,0,0]
[null,1569,66,3,{"$f":"Daten!I1598","v":0},{"$f":"Daten!J1598","v":0},null,null,0,0,0,0,0,0]
[null,1570,66,3,{"$f":"Daten!I1599","v":0},{"$f":"Daten!J1599","v":0},null,null,0,0,0,0,0,0]
[null,1571,66,3,{"$f":"Daten!I1600","v":0},{"$f":"Daten!J1600","v":0},null,null,0,0,0,0,0,0]
[null,1572,66,3,{"$f":"Daten!I1601","v":0},{"$f":"Daten!J1601","v":0},null,null,0,0,0,0,0,0]
[null,1573,66,3,{"$f":"Daten!I1602","v":0},{"$f":"Daten!J1602","v":0},null,null,0,0,0,0,0,0]
[null,1574,66,3,{"$f":"Daten!I1603","v":0},{"$f":"Daten!J1603","v":0},null,null,0,0,0,0,0,0]
[null,1575,66,3,{"$f":"Daten!I1604","v":0},{"$f":"Daten!J1604","v":0},null,null,0,0,0,0,0,0]
[null,1576,66,3,{"$f":"Daten!I1605","v":0},{"$f":"Daten!J1605","v":0},null,null,0,0,0,0,0,0]
[null,1577,66,3,{"$f":"Daten!I1606","v":0},{"$f":"Daten!J1606","v":0},null,null,0,0,0,0,0,0]
[null,1578,66,3,{"$f":"Daten!I1607","v":0},{"$f":"Daten!J1607","v":0},null,null,0,0,0,0,0,0]
[null,1579,66,3,{"$f":"Daten!I1608","v":0},{"$f":"Daten!J1608","v":0},null,null,0,0,0,0,0,0]
[null,1580,66,3,{"$f":"Daten!I1609","v":0},{"$f":"Daten!J1609","v":0},null,null,0,0,0,0,0,0]
[null,1581,66,3,{"$f":"Daten!I1610","v":0},{"$f":"Daten!J1610","v":0},null,null,0,0,0,0,0,0]
[null,1582,66,3,{"$f":"Daten!I1611","v":0},{"$f":"Daten!J1611","v":0},null,null,0,0,0,0,0,0]
[null,1583,66,3,{"$f":"Daten!I1612","v":0},{"$f":"Daten!J1612","v":0},null,null,0,0,0,0,0,0]
[null,1584,66,3,{"$f":"Daten!I1613","v":0},{"$f":"Daten!J1613","v":0},null,null,0,0,0,0,0,0]
[null,1585,67,3,{"$f":"Daten!I1614","v":0},{"$f":"Daten!J1614","v":0},null,null,0,0,0,0,0,0]
[null,1586,67,3,{"$f":"Daten!I1615","v":0},{"$f":"Daten!J1615","v":0},null,null,0,0,0,0,0,0]
[null,1587,67,3,{"$f":"Daten!I1616","v":0},{"$f":"Daten!J1616","v":0},null,null,0,0,0,0,0,0]
[null,1588,67,3,{"$f":"Daten!I1617","v":0},{"$f":"Daten!J1617","v":0},null,null,0,0,0,0,0,0]
[null,1589,67,3,{"$f":"Daten!I1618","v":0},{"$f":"Daten!J1618","v":0},null,null,0,0,0,0,0,0]
[null,1590,67,3,{"$f":"Daten!I1619","v":0},{"$f":"Daten!J1619","v":0},null,null,0,0,0,0,0,0]
[null,1591,67,3,{"$f":"Daten!I1620","v":0},{"$f":"Daten!J1620","v":0},null,null,0,0,0,0,0,0]
[null,1592,67,3,{"$f":"Daten!I1621","v":0},{"$f":"Daten!J1621","v":0},null,null,0,0,0,0,0,0]
[null,1593,67,3,{"$f":"Daten!I1622","v":0},{"$f":"Daten!J1622","v":0},null,null,0,0,0,0,0,0]
[null,1594,67,3,{"$f":"Daten!I1623","v":0},{"$f":"Daten!J1623","v":0},null,null,0,0,0,0,0,0]
[null,1595,67,3,{"$f":"Daten!I1624","v":0},{"$f":"Daten!J1624","v":0},null,null,0,0,0,0,0,0]
[null,1596,67,3,{"$f":"Daten!I1625","v":0},{"$f":"Daten!J1625","v":0},null,null,0,0,0,0,0,0]
[null,1597,67,3,{"$f":"Daten!I1626","v":0},{"$f":"Daten!J1626","v":0},null,null,0,0,0,0,0,0]
[null,1598,67,3,{"$f":"Daten!I1627","v":0},{"$f":"Daten!J1627","v":0},null,null,0,0,0,0,0,0]
[null,1599,67,3,{"$f":"Daten!I1628","v":0},{"$f":"Daten!J1628","v":0},null,null,0,0,0,0,0,0]
[null,1600,67,3,{"$f":"Daten!I1629","v":0},{"$f":"Daten!J1629","v":0},null,null,0,0,0,0,0,0]
[null,1601,67,3,{"$f":"Daten!I1630","v":0},{"$f":"Daten!J1630","v":0},null,null,0,0,0,0,0,{"$f":"IF(L1617>0,I1617+L1617*Wirkungsgrad,I1617+L1617)","v":0}]
[null,1602,{"$f":"CEILING(B1618/24,1)","v":67},{"$f":"MONTH(C1618)","v":3},{"$f":"Daten!I1631","v":0},{"$f":"Daten!J1631","v":0},null,null,0,{"$f":"MIN(E1618,F1618+I1618)","v":0},{"$f":"E1618-J1618","v":0},{"$f":"MIN((F1618-J1618),BatteriespeicherWh-I1618)","v":0},{"$f":"F1618-(J1618+L1618)","v":0},0]
[null,1603,67,3,{"$f":"Daten!I1632","v":0},{"$f":"Daten!J1632","v":0},null,null,{"$f":"N1618","v":0},0,0,0,0,0]
[null,1604,67,3,{"$f":"Daten!I1633","v":0},{"$f":"Daten!J1633","v":0},null,null,0,0,0,0,0,0]
[null,1605,67,3,{"$f":"Daten!I1634","v":0},{"$f":"Daten!J1634","v":0},null,null,0,0,0,0,0,0]
[null,1606,67,3,{"$f":"Daten!I1635","v":0},{"$f":"Daten!J1635","v":0},null,null,0,0,0,0,0,0]
[null,1607,67,3,{"$f":"Daten!I1636","v":0},{"$f":"Daten!J1636","v":0},null,null,0,0,0,0,0,0]
[null,1608,67,3,{"$f":"Daten!I1637","v":0},{"$f":"Daten!J1637","v":0},null,null,0,0,0,0,0,0]
[null,1609,68,3,{"$f":"Daten!I1638","v":0},{"$f":"Daten!J1638","v":0},null,null,0,0,0,0,0,0]
[null,1610,68,3,{"$f":"Daten!I1639","v":0},{"$f":"Daten!J1639","v":0},null,null,0,0,0,0,0,0]
[null,1611,68,3,{"$f":"Daten!I1640","v":0},{"$f":"Daten!J1640","v":0},null,null,0,0,0,0,0,0]
[null,1612,68,3,{"$f":"Daten!I1641","v":0},{"$f":"Daten!J1641","v":0},null,null,0,0,0,0,0,0]
[null,1613,68,3,{"$f":"Daten!I1642","v":0},{"$f":"Daten!J1642","v":0},null,null,0,0,0,0,0,0]
[null,1614,68,3,{"$f":"Daten!I1643","v":0},{"$f":"Daten!J1643","v":0},null,null,0,0,0,0,0,0]
[null,1615,68,3,{"$f":"Daten!I1644","v":0},{"$f":"Daten!J1644","v":0},null,null,0,0,0,0,0,0]
[null,1616,68,3,{"$f":"Daten!I1645","v":0},{"$f":"Daten!J1645","v":0},null,null,0,0,0,0,0,0]
[null,1617,68,3,{"$f":"Daten!I1646","v":0},{"$f":"Daten!J1646","v":0},null,null,0,0,0,0,0,0]
[null,1618,68,3,{"$f":"Daten!I1647","v":0},{"$f":"Daten!J1647","v":0},null,null,0,0,0,0,0,0]
[null,1619,68,3,{"$f":"Daten!I1648","v":0},{"$f":"Daten!J1648","v":0},null,null,0,0,0,0,0,0]
[null,1620,68,3,{"$f":"Daten!I1649","v":0},{"$f":"Daten!J1649","v":0},null,null,0,0,0,0,0,0]
[null,1621,68,3,{"$f":"Daten!I1650","v":0},{"$f":"Daten!J1650","v":0},null,null,0,0,0,0,0,0]
[null,1622,68,3,{"$f":"Daten!I1651","v":0},{"$f":"Daten!J1651","v":0},null,null,0,0,0,0,0,0]
[null,1623,68,3,{"$f":"Daten!I1652","v":0},{"$f":"Daten!J1652","v":0},null,null,0,0,0,0,0,0]
[null,1624,68,3,{"$f":"Daten!I1653","v":0},{"$f":"Daten!J1653","v":0},null,null,0,0,0,0,0,0]
[null,1625,68,3,{"$f":"Daten!I1654","v":0},{"$f":"Daten!J1654","v":0},null,null,0,0,0,0,0,0]
[null,1626,68,3,{"$f":"Daten!I1655","v":0},{"$f":"Daten!J1655","v":0},null,null,0,0,0,0,0,0]
[null,1627,68,3,{"$f":"Daten!I1656","v":0},{"$f":"Daten!J1656","v":0},null,null,0,0,0,0,0,0]
[null,1628,68,3,{"$f":"Daten!I1657","v":0},{"$f":"Daten!J1657","v":0},null,null,0,0,0,0,0,0]
[null,1629,68,3,{"$f":"Daten!I1658","v":0},{"$f":"Daten!J1658","v":0},null,null,0,0,0,0,0,0]
[null,1630,68,3,{"$f":"Daten!I1659","v":0},{"$f":"Daten!J1659","v":0},null,null,0,0,0,0,0,0]
[null,1631,68,3,{"$f":"Daten!I1660","v":0},{"$f":"Daten!J1660","v":0},null,null,0,0,0,0,0,0]
[null,1632,68,3,{"$f":"Daten!I1661","v":0},{"$f":"Daten!J1661","v":0},null,null,0,0,0,0,0,0]
[null,1633,69,3,{"$f":"Daten!I1662","v":0},{"$f":"Daten!J1662","v":0},null,null,0,0,0,0,0,0]
[null,1634,69,3,{"$f":"Daten!I1663","v":0},{"$f":"Daten!J1663","v":0},null,null,0,0,0,0,0,0]
[null,1635,69,3,{"$f":"Daten!I1664","v":0},{"$f":"Daten!J1664","v":0},null,null,0,0,0,0,0,0]
[null,1636,69,3,{"$f":"Daten!I1665","v":0},{"$f":"Daten!J1665","v":0},null,null,0,0,0,0,0,0]
[null,1637,69,3,{"$f":"Daten!I1666","v":0},{"$f":"Daten!J1666","v":0},null,null,0,0,0,0,0,0]
[null,1638,69,3,{"$f":"Daten!I1667","v":0},{"$f":"Daten!J1667","v":0},null,null,0,0,0,0,0,0]
[null,1639,69,3,{"$f":"Daten!I1668","v":0},{"$f":"Daten!J1668","v":0},null,null,0,0,0,0,0,0]
[null,1640,69,3,{"$f":"Daten!I1669","v":0},{"$f":"Daten!J1669","v":0},null,null,0,0,0,0,0,0]
[null,1641,69,3,{"$f":"Daten!I1670","v":0},{"$f":"Daten!J1670","v":0},null,null,0,0,0,0,0,0]
[null,1642,69,3,{"$f":"Daten!I1671","v":0},{"$f":"Daten!J1671","v":0},null,null,0,0,0,0,0,0]
[null,1643,69,3,{"$f":"Daten!I1672","v":0},{"$f":"Daten!J1672","v":0},null,null,0,0,0,0,0,0]
[null,1644,69,3,{"$f":"Daten!I1673","v":0},{"$f":"Daten!J1673","v":0},null,null,0,0,0,0,0,0]
[null,1645,69,3,{"$f":"Daten!I1674","v":0},{"$f":"Daten!J1674","v":0},null,null,0,0,0,0,0,0]
[null,1646,69,3,{"$f":"Daten!I1675","v":0},{"$f":"Daten!J1675","v":0},null,null,0,0,0,0,0,0]
[null,1647,69,3,{"$f":"Daten!I1676","v":0},{"$f":"Daten!J1676","v":0},null,null,0,0,0,0,0,0]
[null,1648,69,3,{"$f":"Daten!I1677","v":0},{"$f":"Daten!J1677","v":0},null,null,0,0,0,0,0,0]
[null,1649,69,3,{"$f":"Daten!I1678","v":0},{"$f":"Daten!J1678","v":0},null,null,0,0,0,0,0,0]
[null,1650,69,3,{"$f":"Daten!I1679","v":0},{"$f":"Daten!J1679","v":0},null,null,0,0,0,0,0,0]
[null,1651,69,3,{"$f":"Daten!I1680","v":0},{"$f":"Daten!J1680","v":0},null,null,0,0,0,0,0,0]
[null,1652,69,3,{"$f":"Daten!I1681","v":0},{"$f":"Daten!J1681","v":0},null,null,0,0,0,0,0,0]
[null,1653,69,3,{"$f":"Daten!I1682","v":0},{"$f":"Daten!J1682","v":0},null,null,0,0,0,0,0,0]
[null,1654,69,3,{"$f":"Daten!I1683","v":0},{"$f":"Daten!J1683","v":0},null,null,0,0,0,0,0,0]
[null,1655,69,3,{"$f":"Daten!I1684","v":0},{"$f":"Daten!J1684","v":0},null,null,0,0,0,0,0,0]
[null,1656,69,3,{"$f":"Daten!I1685","v":0},{"$f":"Daten!J1685","v":0},null,null,0,0,0,0,0,0]
[null,1657,70,3,{"$f":"Daten!I1686","v":0},{"$f":"Daten!J1686","v":0},null,null,0,0,0,0,0,0]
[null,1658,70,3,{"$f":"Daten!I1687","v":0},{"$f":"Daten!J1687","v":0},null,null,0,0,0,0,0,0]
[null,1659,70,3,{"$f":"Daten!I1688","v":0},{"$f":"Daten!J1688","v":0},null,null,0,0,0,0,0,0]
[null,1660,70,3,{"$f":"Daten!I1689","v":0},{"$f":"Daten!J1689","v":0},null,null,0,0,0,0,0,0]
[null,1661,70,3,{"$f":"Daten!I1690","v":0},{"$f":"Daten!J1690","v":0},null,null,0,0,0,0,0,0]
[null,1662,70,3,{"$f":"Daten!I1691","v":0},{"$f":"Daten!J1691","v":0},null,null,0,0,0,0,0,0]
[null,1663,70,3,{"$f":"Daten!I1692","v":0},{"$f":"Daten!J1692","v":0},null,null,0,0,0,0,0,0]
[null,1664,70,3,{"$f":"Daten!I1693","v":0},{"$f":"Daten!J1693","v":0},null,null,0,0,0,0,0,0]
[null,1665,70,3,{"$f":"Daten!I1694","v":0},{"$f":"Daten!J1694","v":0},null,null,0,0,0,0,0,{"$f":"IF(L1681>0,I1681+L1681*Wirkungsgrad,I1681+L1681)","v":0}]
[null,1666,{"$f":"CEILING(B1682/24,1)","v":70},{"$f":"MONTH(C1682)","v":3},{"$f":"Daten!I1695","v":0},{"$f":"Daten!J1695","v":0},null,null,0,{"$f":"MIN(E1682,F1682+I1682)","v":0},{"$f":"E1682-J1682","v":0},{"$f":"MIN((F1682-J1682),BatteriespeicherWh-I1682)","v":0},{"$f":"F1682-(J1682+L1682)","v":0},0]
[null,1667,70,3,{"$f":"Daten!I1696","v":0},{"$f":"Daten!J1696","v":0},null,null,{"$f":"N1682","v":0},0,0,0,0,0]
[null,1668,70,3,{"$f":"Daten!I1697","v":0},{"$f":"Daten!J1697","v":0},null,null,0,0,0,0,0,0]
[null,1669,70,3,{"$f":"Daten!I1698","v":0},{"$f":"Daten!J1698","v":0},null,null,0,0,0,0,0,0]
[null,1670,70,3,{"$f":"Daten!I1699","v":0},{"$f":"Daten!J1699","v":0},null,null,0,0,0,0,0,0]
[null,1671,70,3,{"$f":"Daten!I1700","v":0},{"$f":"Daten!J1700","v":0},null,null,0,0,0,0,0,0]
[null,1672,70,3,{"$f":"Daten!I1701","v":0},{"$f":"Daten!J1701","v":0},null,null,0,0,0,0,0,0]
[null,1673,70,3,{"$f":"Daten!I1702","v":0},{"$f":"Daten!J1702","v":0},null,null,0,0,0,0,0,0]
[null,1674,70,3,{"$f":"Daten!I1703","v":0},{"$f":"Daten!J1703","v":0},null,null,0,0,0,0,0,0]
[null,1675,70,3,{"$f":"Daten!I1704","v":0},{"$f":"Daten!J1704","v":0},null,null,0,0,0,0,0,0]
[null,1676,70,3,{"$f":"Daten!I1705","v":0},{"$f":"Daten!J1705","v":0},null,null,0,0,0,0,0,0]
[null,1677,70,3,{"$f":"Daten!I1706","v":0},{"$f":"Daten!J1706","v":0},null,null,0,0,0,0,0,0]
[null,1678,70,3,{"$f":"Daten!I1707","v":0},{"$f":"Daten!J1707","v":0},null,null,0,0,0,0,0,0]
[null,1679,70,3,{"$f":"Daten!I1708","v":0},{"$f":"Daten!J1708","v":0},null,null,0,0,0,0,0,0]
[null,1680,70,3,{"$f":"Daten!I1709","v":0},{"$f":"Daten!J1709","v":0},null,null,0,0,0,0,0,0]
[null,1681,71,3,{"$f":"Daten!I1710","v":0},{"$f":"Daten!J1710","v":0},null,null,0,0,0,0,0,0]
[null,1682,71,3,{"$f":"Daten!I1711","v":0},{"$f":"Daten!J1711","v":0},null,null,0,0,0,0,0,0]
[null,1683,71,3,{"$f":"Daten!I1712","v":0},{"$f":"Daten!J1712","v":0},null,null,0,0,0,0,0,0]
[null,1684,71,3,{"$f":"Daten!I1713","v":0},{"$f":"Daten!J1713","v":0},null,null,0,0,0,0,0,0]
[null,1685,71,3,{"$f":"Daten!I1714","v":0},{"$f":"Daten!J1714","v":0},null,null,0,0,0,0,0,0]
[null,1686,71,3,{"$f":"Daten!I1715","v":0},{"$f":"Daten!J1715","v":0},null,null,0,0,0,0,0,0]
[null,1687,71,3,{"$f":"Daten!I1716","v":0},{"$f":"Daten!J1716","v":0},null,null,0,0,0,0,0,0]
[null,1688,71,3,{"$f":"Daten!I1717","v":0},{"$f":"Daten!J1717","v":0},null,null,0,0,0,0,0,0]
[null,1689,71,3,{"$f":"Daten!I1718","v":0},{"$f":"Daten!J1718","v":0},null,null,0,0,0,0,0,0]
[null,1690,71,3,{"$f":"Daten!I1719","v":0},{"$f":"Daten!J1719","v":0},null,null,0,0,0,0,0,0]
[null,1691,71,3,{"$f":"Daten!I1720","v":0},{"$f":"Daten!J1720","v":0},null,null,0,0,0,0,0,0]
[null,1692,71,3,{"$f":"Daten!I1721","v":0},{"$f":"Daten!J1721","v":0},null,null,0,0,0,0,0,0]
[null,1693,71,3,{"$f":"Daten!I1722","v":0},{"$f":"Daten!J1722","v":0},null,null,0,0,0,0,0,0]
[null,1694,71,3,{"$f":"Daten!I1723","v":0},{"$f":"Daten!J1723","v":0},null,null,0,0,0,0,0,0]
[null,1695,71,3,{"$f":"Daten!I1724","v":0},{"$f":"Daten!J1724","v":0},null,null,0,0,0,0,0,0]
[null,1696,71,3,{"$f":"Daten!I1725","v":0},{"$f":"Daten!J1725","v":0},null,null,0,0,0,0,0,0]
[null,1697,71,3,{"$f":"Daten!I1726","v":0},{"$f":"Daten!J1726","v":0},null,null,0,0,0,0,0,0]
[null,1698,71,3,{"$f":"Daten!I1727","v":0},{"$f":"Daten!J1727","v":0},null,null,0,0,0,0,0,0]
[null,1699,71,3,{"$f":"Daten!I1728","v":0},{"$f":"Daten!J1728","v":0},null,null,0,0,0,0,0,0]
[null,1700,71,3,{"$f":"Daten!I1729","v":0},{"$f":"Daten!J1729","v":0},null,null,0,0,0,0,0,0]
[null,1701,71,3,{"$f":"Daten!I1730","v":0},{"$f":"Daten!J1730","v":0},null,null,0,0,0,0,0,0]
[null,1702,71,3,{"$f":"Daten!I1731","v":0},{"$f":"Daten!J1731","v":0},null,null,0,0,0,0,0,0]
[null,1703,71,3,{"$f":"Daten!I1732","v":0},{"$f":"Daten!J1732","v":0},null,null,0,0,0,0,0,0]
[null,1704,71,3,{"$f":"Daten!I1733","v":0},{"$f":"Daten!J1733","v":0},null,null,0,0,0,0,0,0]
[null,1705,72,3,{"$f":"Daten!I1734","v":0},{"$f":"Daten!J1734","v":0},null,null,0,0,0,0,0,0]
[null,1706,72,3,{"$f":"Daten!I1735","v":0},{"$f":"Daten!J1735","v":0},null,null,0,0,0,0,0,0]
[null,1707,72,3,{"$f":"Daten!I1736","v":0},{"$f":"Daten!J1736","v":0},null,null,0,0,0,0,0,0]
[null,1708,72,3,{"$f":"Daten!I1737","v":0},{"$f":"Daten!J1737","v":0},null,null,0,0,0,0,0,0]
[null,1709,72,3,{"$f":"Daten!I1738","v":0},{"$f":"Daten!J1738","v":0},null,null,0,0,0,0,0,0]
[null,1710,72,3,{"$f":"Daten!I1739","v":0},{"$f":"Daten!J1739","v":0},null,null,0,0,0,0,0,0]
[null,1711,72,3,{"$f":"Daten!I1740","v":0},{"$f":"Daten!J1740","v":0},null,null,0,0,0,0,0,0]
[null,1712,72,3,{"$f":"Daten!I1741","v":0},{"$f":"Daten!J1741","v":0},null,null,0,0,0,0,0,0]
[null,1713,72,3,{"$f":"Daten!I1742","v":0},{"$f":"Daten!J1742","v":0},null,null,0,0,0,0,0,0]
[null,1714,72,3,{"$f":"Daten!I1743","v":0},{"$f":"Daten!J1743","v":0},null,null,0,0,0,0,0,0]
[null,1715,72,3,{"$f":"Daten!I1744","v":0},{"$f":"Daten!J1744","v":0},null,null,0,0,0,0,0,0]
[null,1716,72,3,{"$f":"Daten!I1745","v":0},{"$f":"Daten!J1745","v":0},null,null,0,0,0,0,0,0]
[null,1717,72,3,{"$f":"Daten!I1746","v":0},{"$f":"Daten!J1746","v":0},null,null,0,0,0,0,0,0]
[null,1718,72,3,{"$f":"Daten!I1747","v":0},{"$f":"Daten!J1747","v":0},null,null,0,0,0,0,0,0]
[null,1719,72,3,{"$f":"Daten!I1748","v":0},{"$f":"Daten!J1748","v":0},null,null,0,0,0,0,0,0]
[null,1720,72,3,{"$f":"Daten!I1749","v":0},{"$f":"Daten!J1749","v":0},null,null,0,0,0,0,0,0]
[null,1721,72,3,{"$f":"Daten!I1750","v":0},{"$f":"Daten!J1750","v":0},null,null,0,0,0,0,0,0]
[null,1722,72,3,{"$f":"Daten!I1751","v":0},{"$f":"Daten!J1751","v":0},null,null,0,0,0,0,0,0]
[null,1723,72,3,{"$f":"Daten!I1752","v":0},{"$f":"Daten!J1752","v":0},null,null,0,0,0,0,0,0]
[null,1724,72,3,{"$f":"Daten!I1753","v":0},{"$f":"Daten!J1753","v":0},null,null,0,0,0,0,0,0]
[null,1725,72,3,{"$f":"Daten!I1754","v":0},{"$f":"Daten!J1754","v":0},null,null,0,0,0,0,0,0]
[null,1726,72,3,{"$f":"Daten!I1755","v":0},{"$f":"Daten!J1755","v":0},null,null,0,0,0,0,0,0]
[null,1727,72,3,{"$f":"Daten!I1756","v":0},{"$f":"Daten!J1756","v":0},null,null,0,0,0,0,0,0]
[null,1728,72,3,{"$f":"Daten!I1757","v":0},{"$f":"Daten!J1757","v":0},null,null,0,0,0,0,0,0]
[null,1729,73,3,{"$f":"Daten!I1758","v":0},{"$f":"Daten!J1758","v":0},null,null,0,0,0,0,0,{"$f":"IF(L1745>0,I1745+L1745*Wirkungsgrad,I1745+L1745)","v":0}]
[null,1730,{"$f":"CEILING(B1746/24,1)","v":73},{"$f":"MONTH(C1746)","v":3},{"$f":"Daten!I1759","v":0},{"$f":"Daten!J1759","v":0},null,null,0,{"$f":"MIN(E1746,F1746+I1746)","v":0},{"$f":"E1746-J1746","v":0},{"$f":"MIN((F1746-J1746),BatteriespeicherWh-I1746)","v":0},{"$f":"F1746-(J1746+L1746)","v":0},0]
[null,1731,73,3,{"$f":"Daten!I1760","v":0},{"$f":"Daten!J1760","v":0},null,null,{"$f":"N1746","v":0},0,0,0,0,0]
[null,1732,73,3,{"$f":"Daten!I1761","v":0},{"$f":"Daten!J1761","v":0},null,null,0,0,0,0,0,0]
[null,1733,73,3,{"$f":"Daten!I1762","v":0},{"$f":"Daten!J1762","v":0},null,null,0,0,0,0,0,0]
[null,1734,73,3,{"$f":"Daten!I1763","v":0},{"$f":"Daten!J1763","v":0},null,null,0,0,0,0,0,0]
[null,1735,73,3,{"$f":"Daten!I1764","v":0},{"$f":"Daten!J1764","v":0},null,null,0,0,0,0,0,0]
[null,1736,73,3,{"$f":"Daten!I1765","v":0},{"$f":"Daten!J1765","v":0},null,null,0,0,0,0,0,0]
[null,1737,73,3,{"$f":"Daten!I1766","v":0},{"$f":"Daten!J1766","v":0},null,null,0,0,0,0,0,0]
[null,1738,73,3,{"$f":"Daten!I1767","v":0},{"$f":"Daten!J1767","v":0},null,null,0,0,0,0,0,0]
[null,1739,73,3,{"$f":"Daten!I1768","v":0},{"$f":"Daten!J1768","v":0},null,null,0,0,0,0,0,0]
[null,1740,73,3,{"$f":"Daten!I1769","v":0},{"$f":"Daten!J1769","v":0},null,null,0,0,0,0,0,0]
[null,1741,73,3,{"$f":"Daten!I1770","v":0},{"$f":"Daten!J1770","v":0},null,null,0,0,0,0,0,0]
[null,1742,73,3,{"$f":"Daten!I1771","v":0},{"$f":"Daten!J1771","v":0},null,null,0,0,0,0,0,0]
[null,1743,73,3,{"$f":"Daten!I1772","v":0},{"$f":"Daten!J1772","v":0},null,null,0,0,0,0,0,0]
[null,1744,73,3,{"$f":"Daten!I1773","v":0},{"$f":"Daten!J1773","v":0},null,null,0,0,0,0,0,0]
[null,1745,73,3,{"$f":"Daten!I1774","v":0},{"$f":"Daten!J1774","v":0},null,null,0,0,0,0,0,0]
[null,1746,73,3,{"$f":"Daten!I1775","v":0},{"$f":"Daten!J1775","v":0},null,null,0,0,0,0,0,0]
[null,1747,73,3,{"$f":"Daten!I1776","v":0},{"$f":"Daten!J1776","v":0},null,null,0,0,0,0,0,0]
[null,1748,73,3,{"$f":"Daten!I1777","v":0},{"$f":"Daten!J1777","v":0},null,null,0,0,0,0,0,0]
[null,1749,73,3,{"$f":"Daten!I1778","v":0},{"$f":"Daten!J1778","v":0},null,null,0,0,0,0,0,0]
[null,1750,73,3,{"$f":"Daten!I1779","v":0},{"$f":"Daten!J1779","v":0},null,null,0,0,0,0,0,0]
[null,1751,73,3,{"$f":"Daten!I1780","v":0},{"$f":"Daten!J1780","v":0},null,null,0,0,0,0,0,0]
[null,1752,73,3,{"$f":"Daten!I1781","v":0},{"$f":"Daten!J1781","v":0},null,null,0,0,0,0,0,0]
[null,1753,74,3,{"$f":"Daten!I1782","v":0},{"$f":"Daten!J1782","v":0},null,null,0,0,0,0,0,0]
[null,1754,74,3,{"$f":"Daten!I1783","v":0},{"$f":"Daten!J1783","v":0},null,null,0,0,0,0,0,0]
[null,1755,74,3,{"$f":"Daten!I1784","v":0},{"$f":"Daten!J1784","v":0},null,null,0,0,0,0,0,0]
[null,1756,74,3,{"$f":"Daten!I1785","v":0},{"$f":"Daten!J1785","v":0},null,null,0,0,0,0,0,0]
[null,1757,74,3,{"$f":"Daten!I1786","v":0},{"$f":"Daten!J1786","v":0},null,null,0,0,0,0,0,0]
[null,1758,74,3,{"$f":"Daten!I1787","v":0},{"$f":"Daten!J1787","v":0},null,null,0,0,0,0,0,0]
[null,1759,74,3,{"$f":"Daten!I1788","v":0},{"$f":"Daten!J1788","v":0},null,null,0,0,0,0,0,0]
[null,1760,74,3,{"$f":"Daten!I1789","v":0},{"$f":"Daten!J1789","v":0},null,null,0,0,0,0,0,0]
[null,1761,74,3,{"$f":"Daten!I1790","v":0},{"$f":"Daten!J1790","v":0},null,null,0,0,0,0,0,0]
[null,1762,74,3,{"$f":"Daten!I1791","v":0},{"$f":"Daten!J1791","v":0},null,null,0,0,0,0,0,0]
[null,1763,74,3,{"$f":"Daten!I1792","v":0},{"$f":"Daten!J1792","v":0},null,null,0,0,0,0,0,0]
[null,1764,74,3,{"$f":"Daten!I1793","v":0},{"$f":"Daten!J1793","v":0},null,null,0,0,0,0,0,0]
[null,1765,74,3,{"$f":"Daten!I1794","v":0},{"$f":"Daten!J1794","v":0},null,null,0,0,0,0,0,0]
[null,1766,74,3,{"$f":"Daten!I1795","v":0},{"$f":"Daten!J1795","v":0},null,null,0,0,0,0,0,0]
[null,1767,74,3,{"$f":"Daten!I1796","v":0},{"$f":"Daten!J1796","v":0},null,null,0,0,0,0,0,0]
[null,1768,74,3,{"$f":"Daten!I1797","v":0},{"$f":"Daten!J1797","v":0},null,null,0,0,0,0,0,0]
[null,1769,74,3,{"$f":"Daten!I1798","v":0},{"$f":"Daten!J1798","v":0},null,null,0,0,0,0,0,0]
[null,1770,74,3,{"$f":"Daten!I1799","v":0},{"$f":"Daten!J1799","v":0},null,null,0,0,0,0,0,0]
[null,1771,74,3,{"$f":"Daten!I1800","v":0},{"$f":"Daten!J1800","v":0},null,null,0,0,0,0,0,0]
[null,1772,74,3,{"$f":"Daten!I1801","v":0},{"$f":"Daten!J1801","v":0},null,null,0,0,0,0,0,0]
[null,1773,74,3,{"$f":"Daten!I1802","v":0},{"$f":"Daten!J1802","v":0},null,null,0,0,0,0,0,0]
[null,1774,74,3,{"$f":"Daten!I1803","v":0},{"$f":"Daten!J1803","v":0},null,null,0,0,0,0,0,0]
[null,1775,74,3,{"$f":"Daten!I1804","v":0},{"$f":"Daten!J1804","v":0},null,null,0,0,0,0,0,0]
[null,1776,74,3,{"$f":"Daten!I1805","v":0},{"$f":"Daten!J1805","v":0},null,null,0,0,0,0,0,0]
[null,1777,75,3,{"$f":"Daten!I1806","v":0},{"$f":"Daten!J1806","v":0},null,null,0,0,0,0,0,0]
[null,1778,75,3,{"$f":"Daten!I1807","v":0},{"$f":"Daten!J1807","v":0},null,null,0,0,0,0,0,0]
[null,1779,75,3,{"$f":"Daten!I1808","v":0},{"$f":"Daten!J1808","v":0},null,null,0,0,0,0,0,0]
[null,1780,75,3,{"$f":"Daten!I1809","v":0},{"$f":"Daten!J1809","v":0},null,null,0,0,0,0,0,0]
[null,1781,75,3,{"$f":"Daten!I1810","v":0},{"$f":"Daten!J1810","v":0},null,null,0,0,0,0,0,0]
[null,1782,75,3,{"$f":"Daten!I1811","v":0},{"$f":"Daten!J1811","v":0},null,null,0,0,0,0,0,0]
[null,1783,75,3,{"$f":"Daten!I1812","v":0},{"$f":"Daten!J1812","v":0},null,null,0,0,0,0,0,0]
[null,1784,75,3,{"$f":"Daten!I1813","v":0},{"$f":"Daten!J1813","v":0},null,null,0,0,0,0,0,0]
[null,1785,75,3,{"$f":"Daten!I1814","v":0},{"$f":"Daten!J1814","v":0},null,null,0,0,0,0,0,0]
[null,1786,75,3,{"$f":"Daten!I1815","v":0},{"$f":"Daten!J1815","v":0},null,null,0,0,0,0,0,0]
[null,1787,75,3,{"$f":"Daten!I1816","v":0},{"$f":"Daten!J1816","v":0},null,null,0,0,0,0,0,0]
[null,1788,75,3,{"$f":"Daten!I1817","v":0},{"$f":"Daten!J1817","v":0},null,null,0,0,0,0,0,0]
[null,1789,75,3,{"$f":"Daten!I1818","v":0},{"$f":"Daten!J1818","v":0},null,null,0,0,0,0,0,0]
[null,1790,75,3,{"$f":"Daten!I1819","v":0},{"$f":"Daten!J1819","v":0},null,null,0,0,0,0,0,0]
[null,1791,75,3,{"$f":"Daten!I1820","v":0},{"$f":"Daten!J1820","v":0},null,null,0,0,0,0,0,0]
[null,1792,75,3,{"$f":"Daten!I1821","v":0},{"$f":"Daten!J1821","v":0},null,null,0,0,0,0,0,0]
[null,1793,75,3,{"$f":"Daten!I1822","v":0},{"$f":"Daten!J1822","v":0},null,null,0,0,0,0,0,{"$f":"IF(L1809>0,I1809+L1809*Wirkungsgrad,I1809+L1809)","v":0}]
[null,1794,{"$f":"CEILING(B1810/24,1)","v":75},{"$f":"MONTH(C1810)","v":3},{"$f":"Daten!I1823","v":0},{"$f":"Daten!J1823","v":0},null,null,0,{"$f":"MIN(E1810,F1810+I1810)","v":0},{"$f":"E1810-J1810","v":0},{"$f":"MIN((F1810-J1810),BatteriespeicherWh-I1810)","v":0},{"$f":"F1810-(J1810+L1810)","v":0},0]
[null,1795,75,3,{"$f":"Daten!I1824","v":0},{"$f":"Daten!J1824","v":0},null,null,{"$f":"N1810","v":0},0,0,0,0,0]
[null,1796,75,3,{"$f":"Daten!I1825","v":0},{"$f":"Daten!J1825","v":0},null,null,0,0,0,0,0,0]
[null,1797,75,3,{"$f":"Daten!I1826","v":0},{"$f":"Daten!J1826","v":0},null,null,0,0,0,0,0,0]
[null,1798,75,3,{"$f":"Daten!I1827","v":0},{"$f":"Daten!J1827","v":0},null,null,0,0,0,0,0,0]
[null,1799,75,3,{"$f":"Daten!I1828","v":0},{"$f":"Daten!J1828","v":0},null,null,0,0,0,0,0,0]
[null,1800,75,3,{"$f":"Daten!I1829","v":0},{"$f":"Daten!J1829","v":0},null,null,0,0,0,0,0,0]
[null,1801,76,3,{"$f":"Daten!I1830","v":0},{"$f":"Daten!J1830","v":0},null,null,0,0,0,0,0,0]
[null,1802,76,3,{"$f":"Daten!I1831","v":0},{"$f":"Daten!J1831","v":0},null,null,0,0,0,0,0,0]
[null,1803,76,3,{"$f":"Daten!I1832","v":0},{"$f":"Daten!J1832","v":0},null,null,0,0,0,0,0,0]
[null,1804,76,3,{"$f":"Daten!I1833","v":0},{"$f":"Daten!J1833","v":0},null,null,0,0,0,0,0,0]
[null,1805,76,3,{"$f":"Daten!I1834","v":0},{"$f":"Daten!J1834","v":0},null,null,0,0,0,0,0,0]
[null,1806,76,3,{"$f":"Daten!I1835","v":0},{"$f":"Daten!J1835","v":0},null,null,0,0,0,0,0,0]
[null,1807,76,3,{"$f":"Daten!I1836","v":0},{"$f":"Daten!J1836","v":0},null,null,0,0,0,0,0,0]
[null,1808,76,3,{"$f":"Daten!I1837","v":0},{"$f":"Daten!J1837","v":0},null,null,0,0,0,0,0,0]
[null,1809,76,3,{"$f":"Daten!I1838","v":0},{"$f":"Daten!J1838","v":0},null,null,0,0,0,0,0,0]
[null,1810,76,3,{"$f":"Daten!I1839","v":0},{"$f":"Daten!J1839","v":0},null,null,0,0,0,0,0,0]
[null,1811,76,3,{"$f":"Daten!I1840","v":0},{"$f":"Daten!J1840","v":0},null,null,0,0,0,0,0,0]
[null,1812,76,3,{"$f":"Daten!I1841","v":0},{"$f":"Daten!J1841","v":0},null,null,0,0,0,0,0,0]
[null,1813,76,3,{"$f":"Daten!I1842","v":0},{"$f":"Daten!J1842","v":0},null,null,0,0,0,0,0,0]
[null,1814,76,3,{"$f":"Daten!I1843","v":0},{"$f":"Daten!J1843","v":0},null,null,0,0,0,0,0,0]
[null,1815,76,3,{"$f":"Daten!I1844","v":0},{"$f":"Daten!J1844","v":0},null,null,0,0,0,0,0,0]
[null,1816,76,3,{"$f":"Daten!I1845","v":0},{"$f":"Daten!J1845","v":0},null,null,0,0,0,0,0,0]
[null,1817,76,3,{"$f":"Daten!I1846","v":0},{"$f":"Daten!J1846","v":0},null,null,0,0,0,0,0,0]
[null,1818,76,3,{"$f":"Daten!I1847","v":0},{"$f":"Daten!J1847","v":0},null,null,0,0,0,0,0,0]
[null,1819,76,3,{"$f":"Daten!I1848","v":0},{"$f":"Daten!J1848","v":0},null,null,0,0,0,0,0,0]
[null,1820,76,3,{"$f":"Daten!I1849","v":0},{"$f":"Daten!J1849","v":0},null,null,0,0,0,0,0,0]
[null,1821,76,3,{"$f":"Daten!I1850","v":0},{"$f":"Daten!J1850","v":0},null,null,0,0,0,0,0,0]
[null,1822,76,3,{"$f":"Daten!I1851","v":0},{"$f":"Daten!J1851","v":0},null,null,0,0,0,0,0,0]
[null,1823,76,3,{"$f":"Daten!I1852","v":0},{"$f":"Daten!J1852","v":0},null,null,0,0,0,0,0,0]
[null,1824,76,3,{"$f":"Daten!I1853","v":0},{"$f":"Daten!J1853","v":0},null,null,0,0,0,0,0,0]
[null,1825,77,3,{"$f":"Daten!I1854","v":0},{"$f":"Daten!J1854","v":0},null,null,0,0,0,0,0,0]
[null,1826,77,3,{"$f":"Daten!I1855","v":0},{"$f":"Daten!J1855","v":0},null,null,0,0,0,0,0,0]
[null,1827,77,3,{"$f":"Daten!I1856","v":0},{"$f":"Daten!J1856","v":0},null,null,0,0,0,0,0,0]
[null,1828,77,3,{"$f":"Daten!I1857","v":0},{"$f":"Daten!J1857","v":0},null,null,0,0,0,0,0,0]
[null,1829,77,3,{"$f":"Daten!I1858","v":0},{"$f":"Daten!J1858","v":0},null,null,0,0,0,0,0,0]
[null,1830,77,3,{"$f":"Daten!I1859","v":0},{"$f":"Daten!J1859","v":0},null,null,0,0,0,0,0,0]
[null,1831,77,3,{"$f":"Daten!I1860","v":0},{"$f":"Daten!J1860","v":0},null,null,0,0,0,0,0,0]
[null,1832,77,3,{"$f":"Daten!I1861","v":0},{"$f":"Daten!J1861","v":0},null,null,0,0,0,0,0,0]
[null,1833,77,3,{"$f":"Daten!I1862","v":0},{"$f":"Daten!J1862","v":0},null,null,0,0,0,0,0,0]
[null,1834,77,3,{"$f":"Daten!I1863","v":0},{"$f":"Daten!J1863","v":0},null,null,0,0,0,0,0,0]
[null,1835,77,3,{"$f":"Daten!I1864","v":0},{"$f":"Daten!J1864","v":0},null,null,0,0,0,0,0,0]
[null,1836,77,3,{"$f":"Daten!I1865","v":0},{"$f":"Daten!J1865","v":0},null,null,0,0,0,0,0,0]
[null,1837,77,3,{"$f":"Daten!I1866","v":0},{"$f":"Daten!J1866","v":0},null,null,0,0,0,0,0,0]
[null,1838,77,3,{"$f":"Daten!I1867","v":0},{"$f":"Daten!J1867","v":0},null,null,0,0,0,0,0,0]
[null,1839,77,3,{"$f":"Daten!I1868","v":0},{"$f":"Daten!J1868","v":0},null,null,0,0,0,0,0,0]
[null,1840,77,3,{"$f":"Daten!I1869","v":0},{"$f":"Daten!J1869","v":0},null,null,0,0,0,0,0,0]
[null,1841,77,3,{"$f":"Daten!I1870","v":0},{"$f":"Daten!J1870","v":0},null,null,0,0,0,0,0,0]
[null,1842,77,3,{"$f":"Daten!I1871","v":0},{"$f":"Daten!J1871","v":0},null,null,0,0,0,0,0,0]
[null,1843,77,3,{"$f":"Daten!I1872","v":0},{"$f":"Daten!J1872","v":0},null,null,0,0,0,0,0,0]
[null,1844,77,3,{"$f":"Daten!I1873","v":0},{"$f":"Daten!J1873","v":0},null,null,0,0,0,0,0,0]
[null,1845,77,3,{"$f":"Daten!I1874","v":0},{"$f":"Daten!J1874","v":0},null,null,0,0,0,0,0,0]
[null,1846,77,3,{"$f":"Daten!I1875","v":0},{"$f":"Daten!J1875","v":0},null,null,0,0,0,0,0,0]
[null,1847,77,3,{"$f":"Daten!I1876","v":0},{"$f":"Daten!J1876","v":0},null,null,0,0,0,0,0,0]
[null,1848,77,3,{"$f":"Daten!I1877","v":0},{"$f":"Daten!J1877","v":0},null,null,0,0,0,0,0,0]
[null,1849,78,3,{"$f":"Daten!I1878","v":0},{"$f":"Daten!J1878","v":0},null,null,0,0,0,0,0,0]
[null,1850,78,3,{"$f":"Daten!I1879","v":0},{"$f":"Daten!J1879","v":0},null,null,0,0,0,0,0,0]
[null,1851,78,3,{"$f":"Daten!I1880","v":0},{"$f":"Daten!J1880","v":0},null,null,0,0,0,0,0,0]
[null,1852,78,3,{"$f":"Daten!I1881","v":0},{"$f":"Daten!J1881","v":0},null,null,0,0,0,0,0,0]
[null,1853,78,3,{"$f":"Daten!I1882","v":0},{"$f":"Daten!J1882","v":0},null,null,0,0,0,0,0,0]
[null,1854,78,3,{"$f":"Daten!I1883","v":0},{"$f":"Daten!J1883","v":0},null,null,0,0,0,0,0,0]
[null,1855,78,3,{"$f":"Daten!I1884","v":0},{"$f":"Daten!J1884","v":0},null,null,0,0,0,0,0,0]
[null,1856,78,3,{"$f":"Daten!I1885","v":0},{"$f":"Daten!J1885","v":0},null,null,0,0,0,0,0,0]
[null,1857,78,3,{"$f":"Daten!I1886","v":0},{"$f":"Daten!J1886","v":0},null,null,0,0,0,0,0,{"$f":"IF(L1873>0,I1873+L1873*Wirkungsgrad,I1873+L1873)","v":0}]
[null,1858,{"$f":"CEILING(B1874/24,1)","v":78},{"$f":"MONTH(C1874)","v":3},{"$f":"Daten!I1887","v":0},{"$f":"Daten!J1887","v":0},null,null,0,{"$f":"MIN(E1874,F1874+I1874)","v":0},{"$f":"E1874-J1874","v":0},{"$f":"MIN((F1874-J1874),BatteriespeicherWh-I1874)","v":0},{"$f":"F1874-(J1874+L1874)","v":0},0]
[null,1859,78,3,{"$f":"Daten!I1888","v":0},{"$f":"Daten!J1888","v":0},null,null,{"$f":"N1874","v":0},0,0,0,0,0]
[null,1860,78,3,{"$f":"Daten!I1889","v":0},{"$f":"Daten!J1889","v":0},null,null,0,0,0,0,0,0]
[null,1861,78,3,{"$f":"Daten!I1890","v":0},{"$f":"Daten!J1890","v":0},null,null,0,0,0,0,0,0]
[null,1862,78,3,{"$f":"Daten!I1891","v":0},{"$f":"Daten!J1891","v":0},null,null,0,0,0,0,0,0]
[null,1863,78,3,{"$f":"Daten!I1892","v":0},{"$f":"Daten!J1892","v":0},null,null,0,0,0,0,0,0]
[null,1864,78,3,{"$f":"Daten!I1893","v":0},{"$f":"Daten!J1893","v":0},null,null,0,0,0,0,0,0]
[null,1865,78,3,{"$f":"Daten!I1894","v":0},{"$f":"Daten!J1894","v":0},null,null,0,0,0,0,0,0]
[null,1866,78,3,{"$f":"Daten!I1895","v":0},{"$f":"Daten!J1895","v":0},null,null,0,0,0,0,0,0]
[null,1867,78,3,{"$f":"Daten!I1896","v":0},{"$f":"Daten!J1896","v":0},null,null,0,0,0,0,0,0]
[null,1868,78,3,{"$f":"Daten!I1897","v":0},{"$f":"Daten!J1897","v":0},null,null,0,0,0,0,0,0]
[null,1869,78,3,{"$f":"Daten!I1898","v":0},{"$f":"Daten!J1898","v":0},null,null,0,0,0,0,0,0]
[null,1870,78,3,{"$f":"Daten!I1899","v":0},{"$f":"Daten!J1899","v":0},null,null,0,0,0,0,0,0]
[null,1871,78,3,{"$f":"Daten!I1900","v":0},{"$f":"Daten!J1900","v":0},null,null,0,0,0,0,0,0]
[null,1872,78,3,{"$f":"Daten!I1901","v":0},{"$f":"Daten!J1901","v":0},null,null,0,0,0,0,0,0]
[null,1873,79,3,{"$f":"Daten!I1902","v":0},{"$f":"Daten!J1902","v":0},null,null,0,0,0,0,0,0]
[null,1874,79,3,{"$f":"Daten!I1903","v":0},{"$f":"Daten!J1903","v":0},null,null,0,0,0,0,0,0]
[null,1875,79,3,{"$f":"Daten!I1904","v":0},{"$f":"Daten!J1904","v":0},null,null,0,0,0,0,0,0]
[null,1876,79,3,{"$f":"Daten!I1905","v":0},{"$f":"Daten!J1905","v":0},null,null,0,0,0,0,0,0]
[null,1877,79,3,{"$f":"Daten!I1906","v":0},{"$f":"Daten!J1906","v":0},null,null,0,0,0,0,0,0]
[null,1878,79,3,{"$f":"Daten!I1907","v":0},{"$f":"Daten!J1907","v":0},null,null,0,0,0,0,0,0]
[null,1879,79,3,{"$f":"Daten!I1908","v":0},{"$f":"Daten!J1908","v":0},null,null,0,0,0,0,0,0]
[null,1880,79,3,{"$f":"Daten!I1909","v":0},{"$f":"Daten!J1909","v":0},null,null,0,0,0,0,0,0]
[null,1881,79,3,{"$f":"Daten!I1910","v":0},{"$f":"Daten!J1910","v":0},null,null,0,0,0,0,0,0]
[null,1882,79,3,{"$f":"Daten!I1911","v":0},{"$f":"Daten!J1911","v":0},null,null,0,0,0,0,0,0]
[null,1883,79,3,{"$f":"Daten!I1912","v":0},{"$f":"Daten!J1912","v":0},null,null,0,0,0,0,0,0]
[null,1884,79,3,{"$f":"Daten!I1913","v":0},{"$f":"Daten!J1913","v":0},null,null,0,0,0,0,0,0]
[null,1885,79,3,{"$f":"Daten!I1914","v":0},{"$f":"Daten!J1914","v":0},null,null,0,0,0,0,0,0]
[null,1886,79,3,{"$f":"Daten!I1915","v":0},{"$f":"Daten!J1915","v":0},null,null,0,0,0,0,0,0]
[null,1887,79,3,{"$f":"Daten!I1916","v":0},{"$f":"Daten!J1916","v":0},null,null,0,0,0,0,0,0]
[null,1888,79,3,{"$f":"Daten!I1917","v":0},{"$f":"Daten!J1917","v":0},null,null,0,0,0,0,0,0]
[null,1889,79,3,{"$f":"Daten!I1918","v":0},{"$f":"Daten!J1918","v":0},null,null,0,0,0,0,0,0]
[null,1890,79,3,{"$f":"Daten!I1919","v":0},{"$f":"Daten!J1919","v":0},null,null,0,0,0,0,0,0]
[null,1891,79,3,{"$f":"Daten!I1920","v":0},{"$f":"Daten!J1920","v":0},null,null,0,0,0,0,0,0]
[null,1892,79,3,{"$f":"Daten!I1921","v":0},{"$f":"Daten!J1921","v":0},null,null,0,0,0,0,0,0]
[null,1893,79,3,{"$f":"Daten!I1922","v":0},{"$f":"Daten!J1922","v":0},null,null,0,0,0,0,0,0]
[null,1894,79,3,{"$f":"Daten!I1923","v":0},{"$f":"Daten!J1923","v":0},null,null,0,0,0,0,0,0]
[null,1895,79,3,{"$f":"Daten!I1924","v":0},{"$f":"Daten!J1924","v":0},null,null,0,0,0,0,0,0]
[null,1896,79,3,{"$f":"Daten!I1925","v":0},{"$f":"Daten!J1925","v":0},null,null,0,0,0,0,0,0]
[null,1897,80,3,{"$f":"Daten!I1926","v":0},{"$f":"Daten!J1926","v":0},null,null,0,0,0,0,0,0]
[null,1898,80,3,{"$f":"Daten!I1927","v":0},{"$f":"Daten!J1927","v":0},null,null,0,0,0,0,0,0]
[null,1899,80,3,{"$f":"Daten!I1928","v":0},{"$f":"Daten!J1928","v":0},null,null,0,0,0,0,0,0]
[null,1900,80,3,{"$f":"Daten!I1929","v":0},{"$f":"Daten!J1929","v":0},null,null,0,0,0,0,0,0]
[null,1901,80,3,{"$f":"Daten!I1930","v":0},{"$f":"Daten!J1930","v":0},null,null,0,0,0,0,0,0]
[null,1902,80,3,{"$f":"Daten!I1931","v":0},{"$f":"Daten!J1931","v":0},null,null,0,0,0,0,0,0]
[null,1903,80,3,{"$f":"Daten!I1932","v":0},{"$f":"Daten!J1932","v":0},null,null,0,0,0,0,0,0]
[null,1904,80,3,{"$f":"Daten!I1933","v":0},{"$f":"Daten!J1933","v":0},null,null,0,0,0,0,0,0]
[null,1905,80,3,{"$f":"Daten!I1934","v":0},{"$f":"Daten!J1934","v":0},null,null,0,0,0,0,0,0]
[null,1906,80,3,{"$f":"Daten!I1935","v":0},{"$f":"Daten!J1935","v":0},null,null,0,0,0,0,0,0]
[null,1907,80,3,{"$f":"Daten!I1936","v":0},{"$f":"Daten!J1936","v":0},null,null,0,0,0,0,0,0]
[null,1908,80,3,{"$f":"Daten!I1937","v":0},{"$f":"Daten!J1937","v":0},null,null,0,0,0,0,0,0]
[null,1909,80,3,{"$f":"Daten!I1938","v":0},{"$f":"Daten!J1938","v":0},null,null,0,0,0,0,0,0]
[null,1910,80,3,{"$f":"Daten!I1939","v":0},{"$f":"Daten!J1939","v":0},null,null,0,0,0,0,0,0]
[null,1911,80,3,{"$f":"Daten!I1940","v":0},{"$f":"Daten!J1940","v":0},null,null,0,0,0,0,0,0]
[null,1912,80,3,{"$f":"Daten!I1941","v":0},{"$f":"Daten!J1941","v":0},null,null,0,0,0,0,0,0]
[null,1913,80,3,{"$f":"Daten!I1942","v":0},{"$f":"Daten!J1942","v":0},null,null,0,0,0,0,0,0]
[null,1914,80,3,{"$f":"Daten!I1943","v":0},{"$f":"Daten!J1943","v":0},null,null,0,0,0,0,0,0]
[null,1915,80,3,{"$f":"Daten!I1944","v":0},{"$f":"Daten!J1944","v":0},null,null,0,0,0,0,0,0]
[null,1916,80,3,{"$f":"Daten!I1945","v":0},{"$f":"Daten!J1945","v":0},null,null,0,0,0,0,0,0]
[null,1917,80,3,{"$f":"Daten!I1946","v":0},{"$f":"Daten!J1946","v":0},null,null,0,0,0,0,0,0]
[null,1918,80,3,{"$f":"Daten!I1947","v":0},{"$f":"Daten!J1947","v":0},null,null,0,0,0,0,0,0]
[null,1919,80,3,{"$f":"Daten!I1948","v":0},{"$f":"Daten!J1948","v":0},null,null,0,0,0,0,0,0]
[null,1920,80,3,{"$f":"Daten!I1949","v":0},{"$f":"Daten!J1949","v":0},null,null,0,0,0,0,0,0]
[null,1921,81,3,{"$f":"Daten!I1950","v":0},{"$f":"Daten!J1950","v":0},null,null,0,0,0,0,0,{"$f":"IF(L1937>0,I1937+L1937*Wirkungsgrad,I1937+L1937)","v":0}]
[null,1922,{"$f":"CEILING(B1938/24,1)","v":81},{"$f":"MONTH(C1938)","v":3},{"$f":"Daten!I1951","v":0},{"$f":"Daten!J1951","v":0},null,null,0,{"$f":"MIN(E1938,F1938+I1938)","v":0},{"$f":"E1938-J1938","v":0},{"$f":"MIN((F1938-J1938),BatteriespeicherWh-I1938)","v":0},{"$f":"F1938-(J1938+L1938)","v":0},0]
[null,1923,81,3,{"$f":"Daten!I1952","v":0},{"$f":"Daten!J1952","v":0},null,null,{"$f":"N1938","v":0},0,0,0,0,0]
[null,1924,81,3,{"$f":"Daten!I1953","v":0},{"$f":"Daten!J1953","v":0},null,null,0,0,0,0,0,0]
[null,1925,81,3,{"$f":"Daten!I1954","v":0},{"$f":"Daten!J1954","v":0},null,null,0,0,0,0,0,0]
[null,1926,81,3,{"$f":"Daten!I1955","v":0},{"$f":"Daten!J1955","v":0},null,null,0,0,0,0,0,0]
[null,1927,81,3,{"$f":"Daten!I1956","v":0},{"$f":"Daten!J1956","v":0},null,null,0,0,0,0,0,0]
[null,1928,81,3,{"$f":"Daten!I1957","v":0},{"$f":"Daten!J1957","v":0},null,null,0,0,0,0,0,0]
[null,1929,81,3,{"$f":"Daten!I1958","v":0},{"$f":"Daten!J1958","v":0},null,null,0,0,0,0,0,0]
[null,1930,81,3,{"$f":"Daten!I1959","v":0},{"$f":"Daten!J1959","v":0},null,null,0,0,0,0,0,0]
[null,1931,81,3,{"$f":"Daten!I1960","v":0},{"$f":"Daten!J1960","v":0},null,null,0,0,0,0,0,0]
[null,1932,81,3,{"$f":"Daten!I1961","v":0},{"$f":"Daten!J1961","v":0},null,null,0,0,0,0,0,0]
[null,1933,81,3,{"$f":"Daten!I1962","v":0},{"$f":"Daten!J1962","v":0},null,null,0,0,0,0,0,0]
[null,1934,81,3,{"$f":"Daten!I1963","v":0},{"$f":"Daten!J1963","v":0},null,null,0,0,0,0,0,0]
[null,1935,81,3,{"$f":"Daten!I1964","v":0},{"$f":"Daten!J1964","v":0},null,null,0,0,0,0,0,0]
[null,1936,81,3,{"$f":"Daten!I1965","v":0},{"$f":"Daten!J1965","v":0},null,null,0,0,0,0,0,0]
[null,1937,81,3,{"$f":"Daten!I1966","v":0},{"$f":"Daten!J1966","v":0},null,null,0,0,0,0,0,0]
[null,1938,81,3,{"$f":"Daten!I1967","v":0},{"$f":"Daten!J1967","v":0},null,null,0,0,0,0,0,0]
[null,1939,81,3,{"$f":"Daten!I1968","v":0},{"$f":"Daten!J1968","v":0},null,null,0,0,0,0,0,0]
[null,1940,81,3,{"$f":"Daten!I1969","v":0},{"$f":"Daten!J1969","v":0},null,null,0,0,0,0,0,0]
[null,1941,81,3,{"$f":"Daten!I1970","v":0},{"$f":"Daten!J1970","v":0},null,null,0,0,0,0,0,0]
[null,1942,81,3,{"$f":"Daten!I1971","v":0},{"$f":"Daten!J1971","v":0},null,null,0,0,0,0,0,0]
[null,1943,81,3,{"$f":"Daten!I1972","v":0},{"$f":"Daten!J1972","v":0},null,null,0,0,0,0,0,0]
[null,1944,81,3,{"$f":"Daten!I1973","v":0},{"$f":"Daten!J1973","v":0},null,null,0,0,0,0,0,0]
[null,1945,82,3,{"$f":"Daten!I1974","v":0},{"$f":"Daten!J1974","v":0},null,null,0,0,0,0,0,0]
[null,1946,82,3,{"$f":"Daten!I1975","v":0},{"$f":"Daten!J1975","v":0},null,null,0,0,0,0,0,0]
[null,1947,82,3,{"$f":"Daten!I1976","v":0},{"$f":"Daten!J1976","v":0},null,null,0,0,0,0,0,0]
[null,1948,82,3,{"$f":"Daten!I1977","v":0},{"$f":"Daten!J1977","v":0},null,null,0,0,0,0,0,0]
[null,1949,82,3,{"$f":"Daten!I1978","v":0},{"$f":"Daten!J1978","v":0},null,null,0,0,0,0,0,0]
[null,1950,82,3,{"$f":"Daten!I1979","v":0},{"$f":"Daten!J1979","v":0},null,null,0,0,0,0,0,0]
[null,1951,82,3,{"$f":"Daten!I1980","v":0},{"$f":"Daten!J1980","v":0},null,null,0,0,0,0,0,0]
[null,1952,82,3,{"$f":"Daten!I1981","v":0},{"$f":"Daten!J1981","v":0},null,null,0,0,0,0,0,0]
[null,1953,82,3,{"$f":"Daten!I1982","v":0},{"$f":"Daten!J1982","v":0},null,null,0,0,0,0,0,0]
[null,1954,82,3,{"$f":"Daten!I1983","v":0},{"$f":"Daten!J1983","v":0},null,null,0,0,0,0,0,0]
[null,1955,82,3,{"$f":"Daten!I1984","v":0},{"$f":"Daten!J1984","v":0},null,null,0,0,0,0,0,0]
[null,1956,82,3,{"$f":"Daten!I1985","v":0},{"$f":"Daten!J1985","v":0},null,null,0,0,0,0,0,0]
[null,1957,82,3,{"$f":"Daten!I1986","v":0},{"$f":"Daten!J1986","v":0},null,null,0,0,0,0,0,0]
[null,1958,82,3,{"$f":"Daten!I1987","v":0},{"$f":"Daten!J1987","v":0},null,null,0,0,0,0,0,0]
[null,1959,82,3,{"$f":"Daten!I1988","v":0},{"$f":"Daten!J1988","v":0},null,null,0,0,0,0,0,0]
[null,1960,82,3,{"$f":"Daten!I1989","v":0},{"$f":"Daten!J1989","v":0},null,null,0,0,0,0,0,0]
[null,1961,82,3,{"$f":"Daten!I1990","v":0},{"$f":"Daten!J1990","v":0},null,null,0,0,0,0,0,0]
[null,1962,82,3,{"$f":"Daten!I1991","v":0},{"$f":"Daten!J1991","v":0},null,null,0,0,0,0,0,0]
[null,1963,82,3,{"$f":"Daten!I1992","v":0},{"$f":"Daten!J1992","v":0},null,null,0,0,0,0,0,0]
[null,1964,82,3,{"$f":"Daten!I1993","v":0},{"$f":"Daten!J1993","v":0},null,null,0,0,0,0,0,0]
[null,1965,82,3,{"$f":"Daten!I1994","v":0},{"$f":"Daten!J1994","v":0},null,null,0,0,0,0,0,0]
[null,1966,82,3,{"$f":"Daten!I1995","v":0},{"$f":"Daten!J1995","v":0},null,null,0,0,0,0,0,0]
[null,1967,82,3,{"$f":"Daten!I1996","v":0},{"$f":"Daten!J1996","v":0},null,null,0,0,0,0,0,0]
[null,1968,82,3,{"$f":"Daten!I1997","v":0},{"$f":"Daten!J1997","v":0},null,null,0,0,0,0,0,0]
[null,1969,83,3,{"$f":"Daten!I1998","v":0},{"$f":"Daten!J1998","v":0},null,null,0,0,0,0,0,0]
[null,1970,83,3,{"$f":"Daten!I1999","v":0},{"$f":"Daten!J1999","v":0},null,null,0,0,0,0,0,0]
[null,1971,83,3,{"$f":"Daten!I2000","v":0},{"$f":"Daten!J2000","v":0},null,null,0,0,0,0,0,0]
[null,1972,83,3,{"$f":"Daten!I2001","v":0},{"$f":"Daten!J2001","v":0},null,null,0,0,0,0,0,0]
[null,1973,83,3,{"$f":"Daten!I2002","v":0},{"$f":"Daten!J2002","v":0},null,null,0,0,0,0,0,0]
[null,1974,83,3,{"$f":"Daten!I2003","v":0},{"$f":"Daten!J2003","v":0},null,null,0,0,0,0,0,0]
[null,1975,83,3,{"$f":"Daten!I2004","v":0},{"$f":"Daten!J2004","v":0},null,null,0,0,0,0,0,0]
[null,1976,83,3,{"$f":"Daten!I2005","v":0},{"$f":"Daten!J2005","v":0},null,null,0,0,0,0,0,0]
[null,1977,83,3,{"$f":"Daten!I2006","v":0},{"$f":"Daten!J2006","v":0},null,null,0,0,0,0,0,0]
[null,1978,83,3,{"$f":"Daten!I2007","v":0},{"$f":"Daten!J2007","v":0},null,null,0,0,0,0,0,0]
[null,1979,83,3,{"$f":"Daten!I2008","v":0},{"$f":"Daten!J2008","v":0},null,null,0,0,0,0,0,0]
[null,1980,83,3,{"$f":"Daten!I2009","v":0},{"$f":"Daten!J2009","v":0},null,null,0,0,0,0,0,0]
[null,1981,83,3,{"$f":"Daten!I2010","v":0},{"$f":"Daten!J2010","v":0},null,null,0,0,0,0,0,0]
[null,1982,83,3,{"$f":"Daten!I2011","v":0},{"$f":"Daten!J2011","v":0},null,null,0,0,0,0,0,0]
[null,1983,83,3,{"$f":"Daten!I2012","v":0},{"$f":"Daten!J2012","v":0},null,null,0,0,0,0,0,0]
[null,1984,83,3,{"$f":"Daten!I2013","v":0},{"$f":"Daten!J2013","v":0},null,null,0,0,0,0,0,0]
[null,1985,83,3,{"$f":"Daten!I2014","v":0},{"$f":"Daten!J2014","v":0},null,null,0,0,0,0,0,{"$f":"IF(L2001>0,I2001+L2001*Wirkungsgrad,I2001+L2001)","v":0}]
[null,1989,83,3,{"$f":"Daten!I2018","v":0},{"$f":"Daten!J2018","v":0},null,null,0,0,0,0,0,0]
[null,1992,83,3,{"$f":"Daten!I2021","v":0},{"$f":"Daten!J2021","v":0},null,null,0,0,0,0,0,0]
[null,1996,84,3,{"$f":"Daten!I2025","v":0},{"$f":"Daten!J2025","v":0},null,null,0,0,0,0,0,0]
[null,1999,84,3,{"$f":"Daten!I2028","v":0},{"$f":"Daten!J2028","v":0},null,null,0,0,0,0,0,0]
[null,2002,84,3,{"$f":"Daten!I2031","v":0},{"$f":"Daten!J2031","v":0},null,null,0,0,0,0,0,0]
[null,2003,84,3,{"$f":"Daten!I2032","v":0},{"$f":"Daten!J2032","v":0},null,null,0,0,0,0,0,0]
[null,2006,84,3,{"$f":"Daten!I2035","v":0},{"$f":"Daten!J2035","v":0},null,null,0,0,0,0,0,0]
[null,2011,84,3,{"$f":"Daten!I2040","v":0},{"$f":"Daten!J2040","v":0},null,null,0,0,0,0,0,0]
[null,2014,84,3,{"$f":"Daten!I2043","v":0},{"$f":"Daten!J2043","v":0},null,null,0,0,0,0,0,0]
[null,2017,85,3,{"$f":"Daten!I2046","v":0},{"$f":"Daten!J2046","v":0},null,null,0,0,0,0,0,0]
[null,2021,85,3,{"$f":"Daten!I2050","v":0},{"$f":"Daten!J2050","v":0},null,null,0,0,0,0,0,0]
[null,2024,85,3,{"$f":"Daten!I2053","v":0},{"$f":"Daten!J2053","v":0},null,null,0,0,0,0,0,0]
[null,2027,85,3,{"$f":"Daten!I2056","v":0},{"$f":"Daten!J2056","v":0},null,null,0,0,0,0,0,0]
[null,2031,85,3,{"$f":"Daten!I2060","v":0},{"$f":"Daten!J2060","v":0},null,null,0,0,0,0,0,0]
[null,2032,85,3,{"$f":"Daten!I2061","v":0},{"$f":"Daten!J2061","v":0},null,null,0,0,0,0,0,0]
[null,2036,85,3,{"$f":"Daten!I2065","v":0},{"$f":"Daten!J2065","v":0},null,null,0,0,0,0,0,0]
[null,2039,85,3,{"$f":"Daten!I2068","v":0},{"$f":"Daten!J2068","v":0},null,null,0,0,0,0,0,0]
[null,2042,86,3,{"$f":"Daten!I2071","v":0},{"$f":"Daten!J2071","v":0},null,null,0,0,0,0,0,0]
[null,2046,86,3,{"$f":"Daten!I2075","v":0},{"$f":"Daten!J2075","v":0},null,null,0,0,0,0,0,0]
[null,2049,86,3,{"$f":"Daten!I2078","v":0},{"$f":"Daten!J2078","v":0},null,null,0,0,0,0,0,{"$f":"IF(L2065>0,I2065+L2065*Wirkungsgrad,I2065+L2065)","v":0}]
[null,2052,86,3,{"$f":"Daten!I2081","v":0},{"$f":"Daten!J2081","v":0},null,null,0,0,0,0,0,0]
[null,2054,86,3,{"$f":"Daten!I2083","v":0},{"$f":"Daten!J2083","v":0},null,null,0,0,0,0,0,0]
[null,2057,86,3,{"$f":"Daten!I2086","v":0},{"$f":"Daten!J2086","v":0},null,null,0,0,0,0,0,0]
[null,2061,86,3,{"$f":"Daten!I2090","v":0},{"$f":"Daten!J2090","v":0},null,null,0,0,0,0,0,0]
[null,2064,86,3,{"$f":"Daten!I2093","v":0},{"$f":"Daten!J2093","v":0},null,null,0,0,0,0,0,0]
[null,2067,87,3,{"$f":"Daten!I2096","v":0},{"$f":"Daten!J2096","v":0},null,null,0,0,0,0,0,0]
[null,2071,87,3,{"$f":"Daten!I2100","v":0},{"$f":"Daten!J2100","v":0},null,null,0,0,0,0,0,0]
[null,2073,87,3,{"$f":"Daten!I2102","v":0},{"$f":"Daten!J2102","v":0},null,null,0,0,0,0,0,0]
[null,2076,87,3,{"$f":"Daten!I2105","v":0},{"$f":"Daten!J2105","v":0},null,null,0,0,0,0,0,0]
[null,2079,87,3,{"$f":"Daten!I2108","v":0},{"$f":"Daten!J2108","v":0},null,null,0,0,0,0,0,0]
[null,2082,87,3,{"$f":"Daten!I2111","v":0},{"$f":"Daten!J2111","v":0},null,null,0,0,0,0,0,0]
[null,2086,87,3,{"$f":"Daten!I2115","v":0},{"$f":"Daten!J2115","v":0},null,null,0,0,0,0,0,0]
[null,2089,88,3,{"$f":"Daten!I2118","v":0},{"$f":"Daten!J2118","v":0},null,null,0,0,0,0,0,0]
[null,2092,88,3,{"$f":"Daten!I2121","v":0},{"$f":"Daten!J2121","v":0},null,null,0,0,0,0,0,0]
[null,2096,88,3,{"$f":"Daten!I2125","v":0},{"$f":"Daten!J2125","v":0},null,null,0,0,0,0,0,0]
[null,2098,88,3,{"$f":"Daten!I2127","v":0},{"$f":"Daten!J2127","v":0},null,null,0,0,0,0,0,0]
[null,2101,88,3,{"$f":"Daten!I2130","v":0},{"$f":"Daten!J2130","v":0},null,null,0,0,0,0,0,0]
[null,2104,88,3,{"$f":"Daten!I2133","v":0},{"$f":"Daten!J2133","v":0},null,null,0,0,0,0,0,0]
[null,2107,88,3,{"$f":"Daten!I2136","v":0},{"$f":"Daten!J2136","v":0},null,null,0,0,0,0,0,0]
[null,2111,88,3,{"$f":"Daten!I2140","v":0},{"$f":"Daten!J2140","v":0},null,null,0,0,0,0,0,0]
[null,2114,{"$f":"CEILING(B2130/24,1)","v":89},{"$f":"MONTH(C2130)","v":3},{"$f":"Daten!I2143","v":0},{"$f":"Daten!J2143","v":0},null,null,0,{"$f":"MIN(E2130,F2130+I2130)","v":0},{"$f":"E2130-J2130","v":0},{"$f":"MIN((F2130-J2130),BatteriespeicherWh-I2130)","v":0},{"$f":"F2130-(J2130+L2130)","v":0},0]
[null,2118,89,3,{"$f":"Daten!I2147","v":0},{"$f":"Daten!J2147","v":0},null,null,0,0,0,0,0,0]
[null,2119,89,3,{"$f":"Daten!I2148","v":0},{"$f":"Daten!J2148","v":0},null,null,0,0,0,0,0,0]
[null,2125,89,3,{"$f":"Daten!I2154","v":0},{"$f":"Daten!J2154","v":0},null,null,0,0,0,0,0,0]
[null,2126,89,3,{"$f":"Daten!I2155","v":0},{"$f":"Daten!J2155","v":0},null,null,0,0,0,0,0,0]
[null,2129,89,3,{"$f":"Daten!I2158","v":0},{"$f":"Daten!J2158","v":0},null,null,0,0,0,0,0,0]
[null,2132,89,3,{"$f":"Daten!I2161","v":0},{"$f":"Daten!J2161","v":0},null,null,0,0,0,0,0,0]
[null,2136,89,3,{"$f":"Daten!I2165","v":0},{"$f":"Daten!J2165","v":0},null,null,0,0,0,0,0,0]
[null,2139,90,3,{"$f":"Daten!I2168","v":0},{"$f":"Daten!J2168","v":0},null,null,0,0,0,0,0,0]
[null,2144,90,3,{"$f":"Daten!I2173","v":0},{"$f":"Daten!J2173","v":0},null,null,0,0,0,0,0,0]
[null,2147,90,3,{"$f":"Daten!I2176","v":0},{"$f":"Daten!J2176","v":0},null,null,0,0,0,0,0,0]
[null,2150,90,3,{"$f":"Daten!I2179","v":0},{"$f":"Daten!J2179","v":0},null,null,0,0,0,0,0,0]
[null,2151,90,3,{"$f":"Daten!I2180","v":0},{"$f":"Daten!J2180","v":0},null,null,0,0,0,0,0,0]
[null,2154,90,3,{"$f":"Daten!I2183","v":0},{"$f":"Daten!J2183","v":0},null,null,0,0,0,0,0,0]
[null,2158,90,3,{"$f":"Daten!I2187","v":0},{"$f":"Daten!J2187","v":0},null,null,0,0,0,0,0,0]
[null,2161,91,3,{"$f":"Daten!I2190","v":0},{"$f":"Daten!J2190","v":0},null,null,0,0,0,0,0,0]
[null,2165,91,3,{"$f":"Daten!I2194","v":0},{"$f":"Daten!J2194","v":0},null,null,0,0,0,0,0,0]
[null,2169,91,3,{"$f":"Daten!I2198","v":0},{"$f":"Daten!J2198","v":0},null,null,0,0,0,0,0,0]
[null,2172,91,3,{"$f":"Daten!I2201","v":0},{"$f":"Daten!J2201","v":0},null,null,0,0,0,0,0,0]
[null,2175,91,3,{"$f":"Daten!I2204","v":0},{"$f":"Daten!J2204","v":0},null,null,0,0,0,0,0,0]
[null,2176,91,3,{"$f":"Daten!I2205","v":0},{"$f":"Daten!J2205","v":0},null,null,0,0,0,0,0,0]
[null,2179,91,3,{"$f":"Daten!I2208","v":0},{"$f":"Daten!J2208","v":0},null,null,{"$f":"N2194","v":0},0,0,0,0,0]
[null,2183,91,3,{"$f":"Daten!I2212","v":0},{"$f":"Daten!J2212","v":0},null,null,0,0,0,0,0,0]
[null,2186,92,4,{"$f":"Daten!I2215","v":0},{"$f":"Daten!J2215","v":0},null,null,0,0,0,0,0,0]
[null,2190,92,4,{"$f":"Daten!I2219","v":0},{"$f":"Daten!J2219","v":0},null,null,0,0,0,0,0,0]
[null,2194,92,4,{"$f":"Daten!I2223","v":0},{"$f":"Daten!J2223","v":0},null,null,0,0,0,0,0,0]
[null,2197,92,4,{"$f":"Daten!I2226","v":0},{"$f":"Daten!J2226","v":0},null,null,0,0,0,0,0,0]
[null,2200,92,4,{"$f":"Daten!I2229","v":0},{"$f":"Daten!J2229","v":0},null,null,0,0,0,0,0,0]
[null,2201,92,4,{"$f":"Daten!I2230","v":0},{"$f":"Daten!J2230","v":0},null,null,0,0,0,0,0,0]
[null,2204,92,4,{"$f":"Daten!I2233","v":0},{"$f":"Daten!J2233","v":0},null,null,0,0,0,0,0,0]
[null,2208,92,4,{"$f":"Daten!I2237","v":0},{"$f":"Daten!J2237","v":0},null,null,0,0,0,0,0,0]
[null,2211,93,4,{"$f":"Daten!I2240","v":0},{"$f":"Daten!J2240","v":0},null,null,0,0,0,0,0,0]
[null,2215,93,4,{"$f":"Daten!I2244","v":0},{"$f":"Daten!J2244","v":0},null,null,0,0,0,0,0,0]
[null,2219,93,4,{"$f":"Daten!I2248","v":0},{"$f":"Daten!J2248","v":0},null,null,0,0,0,0,0,0]
[null,2222,93,4,{"$f":"Daten!I2251","v":0},{"$f":"Daten!J2251","v":0},null,null,0,0,0,0,0,0]
[null,2223,93,4,{"$f":"Daten!I2252","v":0},{"$f":"Daten!J2252","v":0},null,null,0,0,0,0,0,0]
[null,2226,93,4,{"$f":"Daten!I2255","v":0},{"$f":"Daten!J2255","v":0},null,null,0,0,0,0,0,0]
[null,2229,93,4,{"$f":"Daten!I2258","v":0},{"$f":"Daten!J2258","v":0},null,null,0,0,0,0,0,0]
[null,2232,93,4,{"$f":"Daten!I2261","v":0},{"$f":"Daten!J2261","v":0},null,null,0,0,0,0,0,0]
[null,2237,94,4,{"$f":"Daten!I2266","v":0},{"$f":"Daten!J2266","v":0},null,null,0,0,0,0,0,0]
[null,2240,94,4,{"$f":"Daten!I2269","v":0},{"$f":"Daten!J2269","v":0},null,null,0,0,0,0,0,0]
[null,2244,94,4,{"$f":"Daten!I2273","v":0},{"$f":"Daten!J2273","v":0},null,null,0,0,0,0,0,0]
[null,2247,94,4,{"$f":"Daten!I2276","v":0},{"$f":"Daten!J2276","v":0},null,null,0,0,0,0,0,0]
[null,2248,94,4,{"$f":"Daten!I2277","v":0},{"$f":"Daten!J2277","v":0},null,null,0,0,0,0,0,0]
[null,2251,94,4,{"$f":"Daten!I2280","v":0},{"$f":"Daten!J2280","v":0},null,null,0,0,0,0,0,0]
[null,2257,95,4,{"$f":"Daten!I2286","v":0},{"$f":"Daten!J2286","v":0},null,null,0,0,0,0,0,0]
[null,2259,95,4,{"$f":"Daten!I2288","v":0},{"$f":"Daten!J2288","v":0},null,null,0,0,0,0,0,0]
[null,2262,95,4,{"$f":"Daten!I2291","v":0},{"$f":"Daten!J2291","v":0},null,null,0,0,0,0,0,0]
[null,2265,95,4,{"$f":"Daten!I2294","v":0},{"$f":"Daten!J2294","v":0},null,null,0,0,0,0,0,0]
[null,2269,95,4,{"$f":"Daten!I2298","v":0},{"$f":"Daten!J2298","v":0},null,null,0,0,0,0,0,0]
[null,2272,95,4,{"$f":"Daten!I2301","v":0},{"$f":"Daten!J2301","v":0},null,null,0,0,0,0,0,0]
[null,2273,95,4,{"$f":"Daten!I2302","v":0},{"$f":"Daten!J2302","v":0},null,null,0,0,0,0,0,0]
[null,2276,95,4,{"$f":"Daten!I2305","v":0},{"$f":"Daten!J2305","v":0},null,null,0,0,0,0,0,0]
[null,2282,96,4,{"$f":"Daten!I2311","v":0},{"$f":"Daten!J2311","v":0},null,null,0,0,0,0,0,0]
[null,2284,96,4,{"$f":"Daten!I2313","v":0},{"$f":"Daten!J2313","v":0},null,null,0,0,0,0,0,0]
[null,2287,96,4,{"$f":"Daten!I2316","v":0},{"$f":"Daten!J2316","v":0},null,null,0,0,0,0,0,0]
[null,2291,96,4,{"$f":"Daten!I2320","v":0},{"$f":"Daten!J2320","v":0},null,null,0,0,0,0,0,0]
[null,2294,96,4,{"$f":"Daten!I2323","v":0},{"$f":"Daten!J2323","v":0},null,null,0,0,0,0,0,0]
[null,2297,96,4,{"$f":"Daten!I2326","v":0},{"$f":"Daten!J2326","v":0},null,null,0,0,0,0,0,0]
[null,2298,96,4,{"$f":"Daten!I2327","v":0},{"$f":"Daten!J2327","v":0},null,null,0,0,0,0,0,0]
[null,2303,96,4,{"$f":"Daten!I2332","v":0},{"$f":"Daten!J2332","v":0},null,null,0,0,0,0,0,0]
[null,2305,97,4,{"$f":"Daten!I2334","v":0},{"$f":"Daten!J2334","v":0},null,null,0,0,0,0,0,{"$f":"IF(L2321>0,I2321+L2321*Wirkungsgrad,I2321+L2321)","v":0}]
[null,2309,97,4,{"$f":"Daten!I2338","v":0},{"$f":"Daten!J2338","v":0},null,null,0,0,0,0,0,0]
[null,2312,97,4,{"$f":"Daten!I2341","v":0},{"$f":"Daten!J2341","v":0},null,null,0,0,0,0,0,0]
[null,2316,97,4,{"$f":"Daten!I2345","v":0},{"$f":"Daten!J2345","v":0},null,null,0,0,0,0,0,0]
[null,2319,97,4,{"$f":"Daten!I2348","v":0},{"$f":"Daten!J2348","v":0},null,null,0,0,0,0,0,0]
[null,2322,97,4,{"$f":"Daten!I2351","v":0},{"$f":"Daten!J2351","v":0},null,null,0,0,0,0,0,0]
[null,2324,97,4,{"$f":"Daten!I2353","v":0},{"$f":"Daten!J2353","v":0},null,null,0,0,0,0,0,0]
[null,2327,97,4,{"$f":"Daten!I2356","v":0},{"$f":"Daten!J2356","v":0},null,null,0,0,0,0,0,0]
[null,2331,98,4,{"$f":"Daten!I2360","v":0},{"$f":"Daten!J2360","v":0},null,null,0,0,0,0,0,0]
[null,2334,98,4,{"$f":"Daten!I2363","v":0},{"$f":"Daten!J2363","v":0},null,null,0,0,0,0,0,0]
[null,2337,98,4,{"$f":"Daten!I2366","v":0},{"$f":"Daten!J2366","v":0},null,null,0,0,0,0,0,0]
[null,2341,98,4,{"$f":"Daten!I2370","v":0},{"$f":"Daten!J2370","v":0},null,null,0,0,0,0,0,0]
[null,2344,98,4,{"$f":"Daten!I2373","v":0},{"$f":"Daten!J2373","v":0},null,null,0,0,0,0,0,0]
[null,2345,98,4,{"$f":"Daten!I2374","v":0},{"$f":"Daten!J2374","v":0},null,null,0,0,0,0,0,0]
[null,2349,98,4,{"$f":"Daten!I2378","v":0},{"$f":"Daten!J2378","v":0},null,null,0,0,0,0,0,0]
[null,2352,98,4,{"$f":"Daten!I2381","v":0},{"$f":"Daten!J2381","v":0},null,null,0,0,0,0,0,0]
[null,2356,99,4,{"$f":"Daten!I2385","v":0},{"$f":"Daten!J2385","v":0},null,null,0,0,0,0,0,0]
[null,2359,99,4,{"$f":"Daten!I2388","v":0},{"$f":"Daten!J2388","v":0},null,null,0,0,0,0,0,0]
[null,2362,99,4,{"$f":"Daten!I2391","v":0},{"$f":"Daten!J2391","v":0},null,null,0,0,0,0,0,0]
[null,2366,99,4,{"$f":"Daten!I2395","v":0},{"$f":"Daten!J2395","v":0},null,null,0,0,0,0,0,0]
[null,2369,99,4,{"$f":"Daten!I2398","v":0},{"$f":"Daten!J2398","v":0},null,null,0,0,0,0,0,{"$f":"IF(L2385>0,I2385+L2385*Wirkungsgrad,I2385+L2385)","v":0}]
[null,2370,{"$f":"CEILING(B2386/24,1)","v":99},{"$f":"MONTH(C2386)","v":4},{"$f":"Daten!I2399","v":0},{"$f":"Daten!J2399","v":0},null,null,0,{"$f":"MIN(E2386,F2386+I2386)","v":0},{"$f":"E2386-J2386","v":0},{"$f":"MIN((F2386-J2386),BatteriespeicherWh-I2386)","v":0},{"$f":"F2386-(J2386+L2386)","v":0},0]
[null,2374,99,4,{"$f":"Daten!I2403","v":0},{"$f":"Daten!J2403","v":0},null,null,0,0,0,0,0,0]
[null,2377,100,4,{"$f":"Daten!I2406","v":0},{"$f":"Daten!J2406","v":0},null,null,0,0,0,0,0,0]
[null,2381,100,4,{"$f":"Daten!I2410","v":0},{"$f":"Daten!J2410","v":0},null,null,0,0,0,0,0,0]
[null,2384,100,4,{"$f":"Daten!I2413","v":0},{"$f":"Daten!J2413","v":0},null,null,0,0,0,0,0,0]
[null,2387,100,4,{"$f":"Daten!I2416","v":0},{"$f":"Daten!J2416","v":0},null,null,0,0,0,0,0,0]
[null,2391,100,4,{"$f":"Daten!I2420","v":0},{"$f":"Daten!J2420","v":0},null,null,0,0,0,0,0,0]
[null,2395,100,4,{"$f":"Daten!I2424","v":0},{"$f":"Daten!J2424","v":0},null,null,0,0,0,0,0,0]
[null,2396,100,4,{"$f":"Daten!I2425","v":0},{"$f":"Daten!J2425","v":0},null,null,0,0,0,0,0,0]
[null,2399,100,4,{"$f":"Daten!I2428","v":0},{"$f":"Daten!J2428","v":0},null,null,0,0,0,0,0,0]
[null,2402,101,4,{"$f":"Daten!I2431","v":0},{"$f":"Daten!J2431","v":0},null,null,0,0,0,0,0,0]
[null,2406,101,4,{"$f":"Daten!I2435","v":0},{"$f":"Daten!J2435","v":0},null,null,0,0,0,0,0,0]
[null,2409,101,4,{"$f":"Daten!I2438","v":0},{"$f":"Daten!J2438","v":0},null,null,0,0,0,0,0,0]
[null,2412,101,4,{"$f":"Daten!I2441","v":0},{"$f":"Daten!J2441","v":0},null,null,0,0,0,0,0,0]
[null,2416,101,4,{"$f":"Daten!I2445","v":0},{"$f":"Daten!J2445","v":0},null,null,0,0,0,0,0,0]
[null,2420,101,4,{"$f":"Daten!I2449","v":0},{"$f":"Daten!J2449","v":0},null,null,0,0,0,0,0,0]
[null,2421,101,4,{"$f":"Daten!I2450","v":0},{"$f":"Daten!J2450","v":0},null,null,0,0,0,0,0,0]
[null,2424,101,4,{"$f":"Daten!I2453","v":0},{"$f":"Daten!J2453","v":0},null,null,0,0,0,0,0,0]
[null,2427,102,4,{"$f":"Daten!I2456","v":0},{"$f":"Daten!J2456","v":0},null,null,0,0,0,0,0,0]
[null,2431,102,4,{"$f":"Daten!I2460","v":0},{"$f":"Daten!J2460","v":0},null,null,0,0,0,0,0,0]
[null,2434,{"$f":"CEILING(B2450/24,1)","v":102},{"$f":"MONTH(C2450)","v":4},{"$f":"Daten!I2463","v":0},{"$f":"Daten!J2463","v":0},null,null,0,{"$f":"MIN(E2450,F2450+I2450)","v":0},{"$f":"E2450-J2450","v":0},{"$f":"MIN((F2450-J2450),BatteriespeicherWh-I2450)","v":0},{"$f":"F2450-(J2450+L2450)","v":0},0]
[null,2437,102,4,{"$f":"Daten!I2466","v":0},{"$f":"Daten!J2466","v":0},null,null,0,0,0,0,0,0]
[null,2442,102,4,{"$f":"Daten!I2471","v":0},{"$f":"Daten!J2471","v":0},null,null,0,0,0,0,0,0]
[null,2445,102,4,{"$f":"Daten!I2474","v":0},{"$f":"Daten!J2474","v":0},null,null,0,0,0,0,0,0]
[null,2446,102,4,{"$f":"Daten!I2475","v":0},{"$f":"Daten!J2475","v":0},null,null,0,0,0,0,0,0]
[null,2449,103,4,{"$f":"Daten!I2478","v":0},{"$f":"Daten!J2478","v":0},null,null,0,0,0,0,0,0]
[null,2452,103,4,{"$f":"Daten!I2481","v":0},{"$f":"Daten!J2481","v":0},null,null,0,0,0,0,0,0]
[null,2456,103,4,{"$f":"Daten!I2485","v":0},{"$f":"Daten!J2485","v":0},null,null,0,0,0,0,0,0]
[null,2459,103,4,{"$f":"Daten!I2488","v":0},{"$f":"Daten!J2488","v":0},null,null,0,0,0,0,0,0]
[null,2462,103,4,{"$f":"Daten!I2491","v":0},{"$f":"Daten!J2491","v":0},null,null,0,0,0,0,0,0]
[null,2467,103,4,{"$f":"Daten!I2496","v":0},{"$f":"Daten!J2496","v":0},null,null,0,0,0,0,0,0]
[null,2470,103,4,{"$f":"Daten!I2499","v":0},{"$f":"Daten!J2499","v":0},null,null,0,0,0,0,0,0]
[null,2471,103,4,{"$f":"Daten!I2500","v":0},{"$f":"Daten!J2500","v":0},null,null,0,0,0,0,0,0]
[null,2474,104,4,{"$f":"Daten!I2503","v":0},{"$f":"Daten!J2503","v":0},null,null,0,0,0,0,0,0]
[null,2477,104,4,{"$f":"Daten!I2506","v":0},{"$f":"Daten!J2506","v":0},null,null,0,0,0,0,0,0]
[null,2481,104,4,{"$f":"Daten!I2510","v":0},{"$f":"Daten!J2510","v":0},null,null,0,0,0,0,0,0]
[null,2483,104,4,{"$f":"Daten!I2512","v":0},{"$f":"Daten!J2512","v":0},null,null,0,0,0,0,0,0]
[null,2489,104,4,{"$f":"Daten!I2518","v":0},{"$f":"Daten!J2518","v":0},null,null,0,0,0,0,0,0]
[null,2492,104,4,{"$f":"Daten!I2521","v":0},{"$f":"Daten!J2521","v":0},null,null,0,0,0,0,0,0]
[null,2495,104,4,{"$f":"Daten!I2524","v":0},{"$f":"Daten!J2524","v":0},null,null,0,0,0,0,0,0]
[null,2496,104,4,{"$f":"Daten!I2525","v":0},{"$f":"Daten!J2525","v":0},null,null,0,0,0,0,0,0]
[null,2499,105,4,{"$f":"Daten!I2528","v":0},{"$f":"Daten!J2528","v":0},null,null,{"$f":"N2514","v":0},0,0,0,0,0]
[null,2503,105,4,{"$f":"Daten!I2532","v":0},{"$f":"Daten!J2532","v":0},null,null,0,0,0,0,0,0]
[null,2508,105,4,{"$f":"Daten!I2537","v":0},{"$f":"Daten!J2537","v":0},null,null,0,0,0,0,0,0]
[null,2510,105,4,{"$f":"Daten!I2539","v":0},{"$f":"Daten!J2539","v":0},null,null,0,0,0,0,0,0]
[null,2514,105,4,{"$f":"Daten!I2543","v":0},{"$f":"Daten!J2543","v":0},null,null,0,0,0,0,0,0]
[null,2517,105,4,{"$f":"Daten!I2546","v":0},{"$f":"Daten!J2546","v":0},null,null,0,0,0,0,0,0]
[null,2520,105,4,{"$f":"Daten!I2549","v":0},{"$f":"Daten!J2549","v":0},null,null,0,0,0,0,0,0]
[null,2521,106,4,{"$f":"Daten!I2550","v":0},{"$f":"Daten!J2550","v":0},null,null,0,0,0,0,0,0]
[null,2524,106,4,{"$f":"Daten!I2553","v":0},{"$f":"Daten!J2553","v":0},null,null,0,0,0,0,0,0]
[null,2529,106,4,{"$f":"Daten!I2558","v":0},{"$f":"Daten!J2558","v":0},null,null,0,0,0,0,0,0]
[null,2532,106,4,{"$f":"Daten!I2561","v":0},{"$f":"Daten!J2561","v":0},null,null,0,0,0,0,0,0]
[null,2535,106,4,{"$f":"Daten!I2564","v":0},{"$f":"Daten!J2564","v":0},null,null,0,0,0,0,0,0]
[null,2539,106,4,{"$f":"Daten!I2568","v":0},{"$f":"Daten!J2568","v":0},null,null,0,0,0,0,0,0]
[null,2542,106,4,{"$f":"Daten!I2571","v":0},{"$f":"Daten!J2571","v":0},null,null,0,0,0,0,0,0]
[null,2545,107,4,{"$f":"Daten!I2574","v":0},{"$f":"Daten!J2574","v":0},null,null,0,0,0,0,0,0]
[null,2546,107,4,{"$f":"Daten!I2575","v":0},{"$f":"Daten!J2575","v":0},null,null,0,0,0,0,0,0]
[null,2549,107,4,{"$f":"Daten!I2578","v":0},{"$f":"Daten!J2578","v":0},null,null,0,0,0,0,0,0]
[null,2554,107,4,{"$f":"Daten!I2583","v":0},{"$f":"Daten!J2583","v":0},null,null,0,0,0,0,0,0]
[null,2557,107,4,{"$f":"Daten!I2586","v":0},{"$f":"Daten!J2586","v":0},null,null,0,0,0,0,0,0]
[null,2560,107,4,{"$f":"Daten!I2589","v":0},{"$f":"Daten!J2589","v":0},null,null,0,0,0,0,0,0]
[null,2564,107,4,{"$f":"Daten!I2593","v":0},{"$f":"Daten!J2593","v":0},null,null,0,0,0,0,0,0]
[null,2567,107,4,{"$f":"Daten!I2596","v":0},{"$f":"Daten!J2596","v":0},null,null,0,0,0,0,0,0]
[null,2568,107,4,{"$f":"Daten!I2597","v":0},{"$f":"Daten!J2597","v":0},null,null,0,0,0,0,0,0]
[null,2571,108,4,{"$f":"Daten!I2600","v":0},{"$f":"Daten!J2600","v":0},null,null,0,0,0,0,0,0]
[null,2575,108,4,{"$f":"Daten!I2604","v":0},{"$f":"Daten!J2604","v":0},null,null,0,0,0,0,0,0]
[null,2579,108,4,{"$f":"Daten!I2608","v":0},{"$f":"Daten!J2608","v":0},null,null,0,0,0,0,0,0]
[null,2582,108,4,{"$f":"Daten!I2611","v":0},{"$f":"Daten!J2611","v":0},null,null,0,0,0,0,0,0]
[null,2585,108,4,{"$f":"Daten!I2614","v":0},{"$f":"Daten!J2614","v":0},null,null,0,0,0,0,0,0]
[null,2589,108,4,{"$f":"Daten!I2618","v":0},{"$f":"Daten!J2618","v":0},null,null,0,0,0,0,0,0]
[null,2592,108,4,{"$f":"Daten!I2621","v":0},{"$f":"Daten!J2621","v":0},null,null,0,0,0,0,0,0]
[null,2593,109,4,{"$f":"Daten!I2622","v":0},{"$f":"Daten!J2622","v":0},null,null,0,0,0,0,0,0]
[null,2596,109,4,{"$f":"Daten!I2625","v":0},{"$f":"Daten!J2625","v":0},null,null,0,0,0,0,0,0]
[null,2600,109,4,{"$f":"Daten!I2629","v":0},{"$f":"Daten!J2629","v":0},null,null,0,0,0,0,0,0]
[null,2604,109,4,{"$f":"Daten!I2633","v":0},{"$f":"Daten!J2633","v":0},null,null,0,0,0,0,0,0]
[null,2607,109,4,{"$f":"Daten!I2636","v":0},{"$f":"Daten!J2636","v":0},null,null,0,0,0,0,0,0]
[null,2611,109,4,{"$f":"Daten!I2640","v":0},{"$f":"Daten!J2640","v":0},null,null,0,0,0,0,0,0]
[null,2614,109,4,{"$f":"Daten!I2643","v":0},{"$f":"Daten!J2643","v":0},null,null,0,0,0,0,0,0]
[null,2617,110,4,{"$f":"Daten!I2646","v":0},{"$f":"Daten!J2646","v":0},null,null,0,0,0,0,0,0]
[null,2621,110,4,{"$f":"Daten!I2650","v":0},{"$f":"Daten!J2650","v":0},null,null,0,0,0,0,0,0]
[null,2622,110,4,{"$f":"Daten!I2651","v":0},{"$f":"Daten!J2651","v":0},null,null,0,0,0,0,0,0]
[null,2625,110,4,{"$f":"Daten!I2654","v":0},{"$f":"Daten!J2654","v":0},null,null,0,0,0,0,0,{"$f":"IF(L2641>0,I2641+L2641*Wirkungsgrad,I2641+L2641)","v":0}]
[null,2629,110,4,{"$f":"Daten!I2658","v":0},{"$f":"Daten!J2658","v":0},null,null,0,0,0,0,0,0]
[null,2632,110,4,{"$f":"Daten!I2661","v":0},{"$f":"Daten!J2661","v":0},null,null,0,0,0,0,0,0]
[null,2636,110,4,{"$f":"Daten!I2665","v":0},{"$f":"Daten!J2665","v":0},null,null,0,0,0,0,0,0]
[null,2639,110,4,{"$f":"Daten!I2668","v":0},{"$f":"Daten!J2668","v":0},null,null,0,0,0,0,0,0]
[null,2642,111,4,{"$f":"Daten!I2671","v":0},{"$f":"Daten!J2671","v":0},null,null,0,0,0,0,0,0]
[null,2646,111,4,{"$f":"Daten!I2675","v":0},{"$f":"Daten!J2675","v":0},null,null,0,0,0,0,0,0]
[null,2647,111,4,{"$f":"Daten!I2676","v":0},{"$f":"Daten!J2676","v":0},null,null,0,0,0,0,0,0]
[null,2650,111,4,{"$f":"Daten!I2679","v":0},{"$f":"Daten!J2679","v":0},null,null,0,0,0,0,0,0]
[null,2654,111,4,{"$f":"Daten!I2683","v":0},{"$f":"Daten!J2683","v":0},null,null,0,0,0,0,0,0]
[null,2657,111,4,{"$f":"Daten!I2686","v":0},{"$f":"Daten!J2686","v":0},null,null,0,0,0,0,0,0]
[null,2661,111,4,{"$f":"Daten!I2690","v":0},{"$f":"Daten!J2690","v":0},null,null,0,0,0,0,0,0]
[null,2664,111,4,{"$f":"Daten!I2693","v":0},{"$f":"Daten!J2693","v":0},null,null,0,0,0,0,0,0]
[null,2667,112,4,{"$f":"Daten!I2696","v":0},{"$f":"Daten!J2696","v":0},null,null,0,0,0,0,0,0]
[null,2669,112,4,{"$f":"Daten!I2698","v":0},{"$f":"Daten!J2698","v":0},null,null,0,0,0,0,0,0]
[null,2672,112,4,{"$f":"Daten!I2701","v":0},{"$f":"Daten!J2701","v":0},null,null,0,0,0,0,0,0]
[null,2676,112,4,{"$f":"Daten!I2705","v":0},{"$f":"Daten!J2705","v":0},null,null,0,0,0,0,0,0]
[null,2679,112,4,{"$f":"Daten!I2708","v":0},{"$f":"Daten!J2708","v":0},null,null,0,0,0,0,0,0]
[null,2682,112,4,{"$f":"Daten!I2711","v":0},{"$f":"Daten!J2711","v":0},null,null,0,0,0,0,0,0]
[null,2686,112,4,{"$f":"Daten!I2715","v":0},{"$f":"Daten!J2715","v":0},null,null,0,0,0,0,0,0]
[null,2688,112,4,{"$f":"Daten!I2717","v":0},{"$f":"Daten!J2717","v":0},null,null,0,0,0,0,0,0]
[null,2693,113,4,{"$f":"Daten!I2722","v":0},{"$f":"Daten!J2722","v":0},null,null,0,0,0,0,0,0]
[null,2694,113,4,{"$f":"Daten!I2723","v":0},{"$f":"Daten!J2723","v":0},null,null,0,0,0,0,0,0]
[null,2697,113,4,{"$f":"Daten!I2726","v":0},{"$f":"Daten!J2726","v":0},null,null,0,0,0,0,0,0]
[null,2701,113,4,{"$f":"Daten!I2730","v":0},{"$f":"Daten!J2730","v":0},null,null,0,0,0,0,0,0]
[null,2704,113,4,{"$f":"Daten!I2733","v":0},{"$f":"Daten!J2733","v":0},null,null,0,0,0,0,0,0]
[null,2707,113,4,{"$f":"Daten!I2736","v":0},{"$f":"Daten!J2736","v":0},null,null,0,0,0,0,0,0]
[null,2709,113,4,{"$f":"Daten!I2738","v":0},{"$f":"Daten!J2738","v":0},null,null,0,0,0,0,0,0]
[null,2715,114,4,{"$f":"Daten!I2744","v":0},{"$f":"Daten!J2744","v":0},null,null,0,0,0,0,0,0]
[null,2718,114,4,{"$f":"Daten!I2747","v":0},{"$f":"Daten!J2747","v":0},null,null,0,0,0,0,0,0]
[null,2719,114,4,{"$f":"Daten!I2748","v":0},{"$f":"Daten!J2748","v":0},null,null,0,0,0,0,0,0]
[null,2722,114,4,{"$f":"Daten!I2751","v":0},{"$f":"Daten!J2751","v":0},null,null,0,0,0,0,0,0]
[null,2726,114,4,{"$f":"Daten!I2755","v":0},{"$f":"Daten!J2755","v":0},null,null,0,0,0,0,0,0]
[null,2729,114,4,{"$f":"Daten!I2758","v":0},{"$f":"Daten!J2758","v":0},null,null,0,0,0,0,0,0]
[null,2732,114,4,{"$f":"Daten!I2761","v":0},{"$f":"Daten!J2761","v":0},null,null,0,0,0,0,0,0]
[null,2734,114,4,{"$f":"Daten!I2763","v":0},{"$f":"Daten!J2763","v":0},null,null,0,0,0,0,0,0]
[null,2740,115,4,{"$f":"Daten!I2769","v":0},{"$f":"Daten!J2769","v":0},null,null,0,0,0,0,0,0]
[null,2741,115,4,{"$f":"Daten!I2770","v":0},{"$f":"Daten!J2770","v":0},null,null,0,0,0,0,0,0]
[null,2744,115,4,{"$f":"Daten!I2773","v":0},{"$f":"Daten!J2773","v":0},null,null,0,0,0,0,0,0]
[null,2747,115,4,{"$f":"Daten!I2776","v":0},{"$f":"Daten!J2776","v":0},null,null,0,0,0,0,0,0]
[null,2751,115,4,{"$f":"Daten!I2780","v":0},{"$f":"Daten!J2780","v":0},null,null,0,0,0,0,0,0]
[null,2754,{"$f":"CEILING(B2770/24,1)","v":115},{"$f":"MONTH(C2770)","v":4},{"$f":"Daten!I2783","v":0},{"$f":"Daten!J2783","v":0},null,null,0,{"$f":"MIN(E2770,F2770+I2770)","v":0},{"$f":"E2770-J2770","v":0},{"$f":"MIN((F2770-J2770),BatteriespeicherWh-I2770)","v":0},{"$f":"F2770-(J2770+L2770)","v":0},0]
[null,2759,115,4,{"$f":"Daten!I2788","v":0},{"$f":"Daten!J2788","v":0},null,null,0,0,0,0,0,0]
[null,2762,116,4,{"$f":"Daten!I2791","v":0},{"$f":"Daten!J2791","v":0},null,null,0,0,0,0,0,0]
[null,2765,116,4,{"$f":"Daten!I2794","v":0},{"$f":"Daten!J2794","v":0},null,null,0,0,0,0,0,0]
[null,2766,116,4,{"$f":"Daten!I2795","v":0},{"$f":"Daten!J2795","v":0},null,null,0,0,0,0,0,0]
[null,2769,116,4,{"$f":"Daten!I2798","v":0},{"$f":"Daten!J2798","v":0},null,null,0,0,0,0,0,0]
[null,2772,116,4,{"$f":"Daten!I2801","v":0},{"$f":"Daten!J2801","v":0},null,null,0,0,0,0,0,0]
[null,2776,116,4,{"$f":"Daten!I2805","v":0},{"$f":"Daten!J2805","v":0},null,null,0,0,0,0,0,0]
[null,2780,116,4,{"$f":"Daten!I2809","v":0},{"$f":"Daten!J2809","v":0},null,null,0,0,0,0,0,0]
[null,2784,116,4,{"$f":"Daten!I2813","v":0},{"$f":"Daten!J2813","v":0},null,null,0,0,0,0,0,0]
[null,2787,117,4,{"$f":"Daten!I2816","v":0},{"$f":"Daten!J2816","v":0},null,null,0,0,0,0,0,0]
[null,2790,117,4,{"$f":"Daten!I2819","v":0},{"$f":"Daten!J2819","v":0},null,null,0,0,0,0,0,0]
[null,2791,117,4,{"$f":"Daten!I2820","v":0},{"$f":"Daten!J2820","v":0},null,null,0,0,0,0,0,0]
[null,2794,117,4,{"$f":"Daten!I2823","v":0},{"$f":"Daten!J2823","v":0},null,null,0,0,0,0,0,0]
[null,2797,117,4,{"$f":"Daten!I2826","v":0},{"$f":"Daten!J2826","v":0},null,null,0,0,0,0,0,0]
[null,2801,117,4,{"$f":"Daten!I2830","v":0},{"$f":"Daten!J2830","v":0},null,null,0,0,0,0,0,0]
[null,2805,117,4,{"$f":"Daten!I2834","v":0},{"$f":"Daten!J2834","v":0},null,null,0,0,0,0,0,0]
[null,2809,118,4,{"$f":"Daten!I2838","v":0},{"$f":"Daten!J2838","v":0},null,null,0,0,0,0,0,0]
[null,2812,118,4,{"$f":"Daten!I2841","v":0},{"$f":"Daten!J2841","v":0},null,null,0,0,0,0,0,0]
[null,2815,118,4,{"$f":"Daten!I2844","v":0},{"$f":"Daten!J2844","v":0},null,null,0,0,0,0,0,0]
[null,2816,118,4,{"$f":"Daten!I2845","v":0},{"$f":"Daten!J2845","v":0},null,null,0,0,0,0,0,0]
[null,2819,118,4,{"$f":"Daten!I2848","v":0},{"$f":"Daten!J2848","v":0},null,null,{"$f":"N2834","v":0},0,0,0,0,0]
[null,2822,118,4,{"$f":"Daten!I2851","v":0},{"$f":"Daten!J2851","v":0},null,null,0,0,0,0,0,0]
[null,2826,118,4,{"$f":"Daten!I2855","v":0},{"$f":"Daten!J2855","v":0},null,null,0,0,0,0,0,0]
[null,2830,118,4,{"$f":"Daten!I2859","v":0},{"$f":"Daten!J2859","v":0},null,null,0,0,0,0,0,0]
[null,2834,119,4,{"$f":"Daten!I2863","v":0},{"$f":"Daten!J2863","v":0},null,null,0,0,0,0,0,0]
[null,2837,119,4,{"$f":"Daten!I2866","v":0},{"$f":"Daten!J2866","v":0},null,null,0,0,0,0,0,0]
[null,2840,119,4,{"$f":"Daten!I2869","v":0},{"$f":"Daten!J2869","v":0},null,null,0,0,0,0,0,0]
[null,2841,119,4,{"$f":"Daten!I2870","v":0},{"$f":"Daten!J2870","v":0},null,null,0,0,0,0,0,0]
[null,2844,119,4,{"$f":"Daten!I2873","v":0},{"$f":"Daten!J2873","v":0},null,null,0,0,0,0,0,0]
[null,2847,119,4,{"$f":"Daten!I2876","v":0},{"$f":"Daten!J2876","v":0},null,null,0,0,0,0,0,0]
[null,2852,119,4,{"$f":"Daten!I2881","v":0},{"$f":"Daten!J2881","v":0},null,null,0,0,0,0,0,0]
[null,2855,119,4,{"$f":"Daten!I2884","v":0},{"$f":"Daten!J2884","v":0},null,null,0,0,0,0,0,0]
[null,2859,120,4,{"$f":"Daten!I2888","v":0},{"$f":"Daten!J2888","v":0},null,null,0,0,0,0,0,0]
[null,2862,120,4,{"$f":"Daten!I2891","v":0},{"$f":"Daten!J2891","v":0},null,null,0,0,0,0,0,0]
[null,2865,120,4,{"$f":"Daten!I2894","v":0},{"$f":"Daten!J2894","v":0},null,null,0,0,0,0,0,0]
[null,2866,120,4,{"$f":"Daten!I2895","v":0},{"$f":"Daten!J2895","v":0},null,null,0,0,0,0,0,0]
[null,2872,120,4,{"$f":"Daten!I2901","v":0},{"$f":"Daten!J2901","v":0},null,null,0,0,0,0,0,0]
[null,2874,120,4,{"$f":"Daten!I2903","v":0},{"$f":"Daten!J2903","v":0},null,null,0,0,0,0,0,0]
[null,2877,120,4,{"$f":"Daten!I2906","v":0},{"$f":"Daten!J2906","v":0},null,null,0,0,0,0,0,0]
[null,2880,120,4,{"$f":"Daten!I2909","v":0},{"$f":"Daten!J2909","v":0},null,null,0,0,0,0,0,0]
[null,2884,121,4,{"$f":"Daten!I2913","v":0},{"$f":"Daten!J2913","v":0},null,null,0,0,0,0,0,0]
[null,2887,121,4,{"$f":"Daten!I2916","v":0},{"$f":"Daten!J2916","v":0},null,null,0,0,0,0,0,0]
[null,2888,121,4,{"$f":"Daten!I2917","v":0},{"$f":"Daten!J2917","v":0},null,null,0,0,0,0,0,0]
[null,2893,121,4,{"$f":"Daten!I2922","v":0},{"$f":"Daten!J2922","v":0},null,null,0,0,0,0,0,0]
[null,2895,121,4,{"$f":"Daten!I2924","v":0},{"$f":"Daten!J2924","v":0},null,null,0,0,0,0,0,0]
[null,2899,121,4,{"$f":"Daten!I2928","v":0},{"$f":"Daten!J2928","v":0},null,null,0,0,0,0,0,0]
[null,2902,121,4,{"$f":"Daten!I2931","v":0},{"$f":"Daten!J2931","v":0},null,null,0,0,0,0,0,0]
[null,2905,122,5,{"$f":"Daten!I2934","v":0},{"$f":"Daten!J2934","v":0},null,null,0,0,0,0,0,0]
[null,2909,122,5,{"$f":"Daten!I2938","v":0},{"$f":"Daten!J2938","v":0},null,null,0,0,0,0,0,0]
[null,2912,122,5,{"$f":"Daten!I2941","v":0},{"$f":"Daten!J2941","v":0},null,null,0,0,0,0,0,0]
[null,2913,122,5,{"$f":"Daten!I2942","v":0},{"$f":"Daten!J2942","v":0},null,null,0,0,0,0,0,0]
[null,2918,122,5,{"$f":"Daten!I2947","v":0},{"$f":"Daten!J2947","v":0},null,null,0,0,0,0,0,0]
[null,2920,122,5,{"$f":"Daten!I2949","v":0},{"$f":"Daten!J2949","v":0},null,null,0,0,0,0,0,0]
[null,2924,122,5,{"$f":"Daten!I2953","v":0},{"$f":"Daten!J2953","v":0},null,null,0,0,0,0,0,0]
[null,2927,122,5,{"$f":"Daten!I2956","v":0},{"$f":"Daten!J2956","v":0},null,null,0,0,0,0,0,0]
[null,2930,123,5,{"$f":"Daten!I2959","v":0},{"$f":"Daten!J2959","v":0},null,null,0,0,0,0,0,0]
[null,2934,123,5,{"$f":"Daten!I2963","v":0},{"$f":"Daten!J2963","v":0},null,null,0,0,0,0,0,0]
[null,2937,123,5,{"$f":"Daten!I2966","v":0},{"$f":"Daten!J2966","v":0},null,null,0,0,0,0,0,0]
[null,2939,123,5,{"$f":"Daten!I2968","v":0},{"$f":"Daten!J2968","v":0},null,null,0,0,0,0,0,0]
[null,2942,123,5,{"$f":"Daten!I2971","v":0},{"$f":"Daten!J2971","v":0},null,null,0,0,0,0,0,0]
[null,2945,123,5,{"$f":"Daten!I2974","v":0},{"$f":"Daten!J2974","v":0},null,null,0,0,0,0,0,{"$f":"IF(L2961>0,I2961+L2961*Wirkungsgrad,I2961+L2961)","v":0}]
[null,2949,123,5,{"$f":"Daten!I2978","v":0},{"$f":"Daten!J2978","v":0},null,null,0,0,0,0,0,0]
[null,2952,123,5,{"$f":"Daten!I2981","v":0},{"$f":"Daten!J2981","v":0},null,null,0,0,0,0,0,0]
[null,2956,124,5,{"$f":"Daten!I2985","v":0},{"$f":"Daten!J2985","v":0},null,null,0,0,0,0,0,0]
[null,2959,124,5,{"$f":"Daten!I2988","v":0},{"$f":"Daten!J2988","v":0},null,null,0,0,0,0,0,0]
[null,2960,124,5,{"$f":"Daten!I2989","v":0},{"$f":"Daten!J2989","v":0},null,null,0,0,0,0,0,0]
[null,2964,124,5,{"$f":"Daten!I2993","v":0},{"$f":"Daten!J2993","v":0},null,null,0,0,0,0,0,0]
[null,2967,124,5,{"$f":"Daten!I2996","v":0},{"$f":"Daten!J2996","v":0},null,null,0,0,0,0,0,0]
[null,2970,124,5,{"$f":"Daten!I2999","v":0},{"$f":"Daten!J2999","v":0},null,null,0,0,0,0,0,0]
[null,2974,124,5,{"$f":"Daten!I3003","v":0},{"$f":"Daten!J3003","v":0},null,null,0,0,0,0,0,0]
[null,2977,125,5,{"$f":"Daten!I3006","v":0},{"$f":"Daten!J3006","v":0},null,null,0,0,0,0,0,0]
[null,2981,125,5,{"$f":"Daten!I3010","v":0},{"$f":"Daten!J3010","v":0},null,null,0,0,0,0,0,0]
[null,2985,125,5,{"$f":"Daten!I3014","v":0},{"$f":"Daten!J3014","v":0},null,null,0,0,0,0,0,0]
[null,2988,125,5,{"$f":"Daten!I3017","v":0},{"$f":"Daten!J3017","v":0},null,null,0,0,0,0,0,0]
[null,2989,125,5,{"$f":"Daten!I3018","v":0},{"$f":"Daten!J3018","v":0},null,null,0,0,0,0,0,0]
[null,2992,125,5,{"$f":"Daten!I3021","v":0},{"$f":"Daten!J3021","v":0},null,null,0,0,0,0,0,0]
[null,2995,125,5,{"$f":"Daten!I3024","v":0},{"$f":"Daten!J3024","v":0},null,null,0,0,0,0,0,0]
[null,2999,125,5,{"$f":"Daten!I3028","v":0},{"$f":"Daten!J3028","v":0},null,null,0,0,0,0,0,0]
[null,3002,126,5,{"$f":"Daten!I3031","v":0},{"$f":"Daten!J3031","v":0},null,null,0,0,0,0,0,0]
[null,3006,126,5,{"$f":"Daten!I3035","v":0},{"$f":"Daten!J3035","v":0},null,null,0,0,0,0,0,0]
[null,3010,{"$f":"CEILING(B3026/24,1)","v":126},{"$f":"MONTH(C3026)","v":5},{"$f":"Daten!I3039","v":0},{"$f":"Daten!J3039","v":0},null,null,0,{"$f":"MIN(E3026,F3026+I3026)","v":0},{"$f":"E3026-J3026","v":0},{"$f":"MIN((F3026-J3026),BatteriespeicherWh-I3026)","v":0},{"$f":"F3026-(J3026+L3026)","v":0},0]
[null,3013,126,5,{"$f":"Daten!I3042","v":0},{"$f":"Daten!J3042","v":0},null,null,0,0,0,0,0,0]
[null,3014,126,5,{"$f":"Daten!I3043","v":0},{"$f":"Daten!J3043","v":0},null,null,0,0,0,0,0,0]
[null,3017,126,5,{"$f":"Daten!I3046","v":0},{"$f":"Daten!J3046","v":0},null,null,0,0,0,0,0,0]
[null,3021,126,5,{"$f":"Daten!I3050","v":0},{"$f":"Daten!J3050","v":0},null,null,0,0,0,0,0,0]
[null,3024,126,5,{"$f":"Daten!I3053","v":0},{"$f":"Daten!J3053","v":0},null,null,0,0,0,0,0,0]
[null,3027,127,5,{"$f":"Daten!I3056","v":0},{"$f":"Daten!J3056","v":0},null,null,0,0,0,0,0,0]
[null,3031,127,5,{"$f":"Daten!I3060","v":0},{"$f":"Daten!J3060","v":0},null,null,0,0,0,0,0,0]
[null,3035,127,5,{"$f":"Daten!I3064","v":0},{"$f":"Daten!J3064","v":0},null,null,0,0,0,0,0,0]
[null,3038,127,5,{"$f":"Daten!I3067","v":0},{"$f":"Daten!J3067","v":0},null,null,0,0,0,0,0,0]
[null,3039,127,5,{"$f":"Daten!I3068","v":0},{"$f":"Daten!J3068","v":0},null,null,0,0,0,0,0,0]
[null,3042,127,5,{"$f":"Daten!I3071","v":0},{"$f":"Daten!J3071","v":0},null,null,0,0,0,0,0,0]
[null,3046,127,5,{"$f":"Daten!I3075","v":0},{"$f":"Daten!J3075","v":0},null,null,0,0,0,0,0,0]
[null,3049,128,5,{"$f":"Daten!I3078","v":0},{"$f":"Daten!J3078","v":0},null,null,0,0,0,0,0,0]
[null,3052,128,5,{"$f":"Daten!I3081","v":0},{"$f":"Daten!J3081","v":0},null,null,0,0,0,0,0,0]
[null,3057,128,5,{"$f":"Daten!I3086","v":0},{"$f":"Daten!J3086","v":0},null,null,0,0,0,0,0,0]
[null,3060,128,5,{"$f":"Daten!I3089","v":0},{"$f":"Daten!J3089","v":0},null,null,0,0,0,0,0,0]
[null,3061,128,5,{"$f":"Daten!I3090","v":0},{"$f":"Daten!J3090","v":0},null,null,0,0,0,0,0,0]
[null,3064,128,5,{"$f":"Daten!I3093","v":0},{"$f":"Daten!J3093","v":0},null,null,0,0,0,0,0,0]
[null,3067,128,5,{"$f":"Daten!I3096","v":0},{"$f":"Daten!J3096","v":0},null,null,0,0,0,0,0,0]
[null,3071,128,5,{"$f":"Daten!I3100","v":0},{"$f":"Daten!J3100","v":0},null,null,0,0,0,0,0,0]
[null,3073,129,5,{"$f":"Daten!I3102","v":0},{"$f":"Daten!J3102","v":0},null,null,0,0,0,0,0,{"$f":"IF(L3089>0,I3089+L3089*Wirkungsgrad,I3089+L3089)","v":0}]
[null,3078,129,5,{"$f":"Daten!I3107","v":0},{"$f":"Daten!J3107","v":0},null,null,0,0,0,0,0,0]
[null,3082,129,5,{"$f":"Daten!I3111","v":0},{"$f":"Daten!J3111","v":0},null,null,0,0,0,0,0,0]
[null,3085,129,5,{"$f":"Daten!I3114","v":0},{"$f":"Daten!J3114","v":0},null,null,0,0,0,0,0,0]
[null,3086,129,5,{"$f":"Daten!I3115","v":0},{"$f":"Daten!J3115","v":0},null,null,0,0,0,0,0,0]
[null,3089,129,5,{"$f":"Daten!I3118","v":0},{"$f":"Daten!J3118","v":0},null,null,0,0,0,0,0,0]
[null,3092,129,5,{"$f":"Daten!I3121","v":0},{"$f":"Daten!J3121","v":0},null,null,0,0,0,0,0,0]
[null,3096,129,5,{"$f":"Daten!I3125","v":0},{"$f":"Daten!J3125","v":0},null,null,0,0,0,0,0,0]
[null,3098,130,5,{"$f":"Daten!I3127","v":0},{"$f":"Daten!J3127","v":0},null,null,0,0,0,0,0,0]
[null,3103,130,5,{"$f":"Daten!I3132","v":0},{"$f":"Daten!J3132","v":0},null,null,0,0,0,0,0,0]
[null,3107,130,5,{"$f":"Daten!I3136","v":0},{"$f":"Daten!J3136","v":0},null,null,0,0,0,0,0,0]
[null,3110,130,5,{"$f":"Daten!I3139","v":0},{"$f":"Daten!J3139","v":0},null,null,0,0,0,0,0,0]
[null,3111,130,5,{"$f":"Daten!I3140","v":0},{"$f":"Daten!J3140","v":0},null,null,0,0,0,0,0,0]
[null,3114,130,5,{"$f":"Daten!I3143","v":0},{"$f":"Daten!J3143","v":0},null,null,0,0,0,0,0,0]
[null,3117,130,5,{"$f":"Daten!I3146","v":0},{"$f":"Daten!J3146","v":0},null,null,0,0,0,0,0,0]
[null,3123,131,5,{"$f":"Daten!I3152","v":0},{"$f":"Daten!J3152","v":0},null,null,0,0,0,0,0,0]
[null,3125,131,5,{"$f":"Daten!I3154","v":0},{"$f":"Daten!J3154","v":0},null,null,0,0,0,0,0,0]
[null,3129,131,5,{"$f":"Daten!I3158","v":0},{"$f":"Daten!J3158","v":0},null,null,0,0,0,0,0,0]
[null,3132,131,5,{"$f":"Daten!I3161","v":0},{"$f":"Daten!J3161","v":0},null,null,0,0,0,0,0,0]
[null,3135,131,5,{"$f":"Daten!I3164","v":0},{"$f":"Daten!J3164","v":0},null,null,0,0,0,0,0,0]
[null,3136,131,5,{"$f":"Daten!I3165","v":0},{"$f":"Daten!J3165","v":0},null,null,0,0,0,0,0,0]
[null,3139,131,5,{"$f":"Daten!I3168","v":0},{"$f":"Daten!J3168","v":0},null,null,{"$f":"N3154","v":0},0,0,0,0,0]
[null,3144,131,5,{"$f":"Daten!I3173","v":0},{"$f":"Daten!J3173","v":0},null,null,0,0,0,0,0,0]
[null,3147,132,5,{"$f":"Daten!I3176","v":0},{"$f":"Daten!J3176","v":0},null,null,0,0,0,0,0,0]
[null,3150,132,5,{"$f":"Daten!I3179","v":0},{"$f":"Daten!J3179","v":0},null,null,0,0,0,0,0,0]
[null,3154,132,5,{"$f":"Daten!I3183","v":0},{"$f":"Daten!J3183","v":0},null,null,0,0,0,0,0,0]
[null,3157,132,5,{"$f":"Daten!I3186","v":0},{"$f":"Daten!J3186","v":0},null,null,0,0,0,0,0,0]
[null,3160,132,5,{"$f":"Daten!I3189","v":0},{"$f":"Daten!J3189","v":0},null,null,0,0,0,0,0,0]
[null,3161,132,5,{"$f":"Daten!I3190","v":0},{"$f":"Daten!J3190","v":0},null,null,0,0,0,0,0,0]
[null,3165,132,5,{"$f":"Daten!I3194","v":0},{"$f":"Daten!J3194","v":0},null,null,0,0,0,0,0,0]
[null,3169,133,5,{"$f":"Daten!I3198","v":0},{"$f":"Daten!J3198","v":0},null,null,0,0,0,0,0,0]
[null,3172,133,5,{"$f":"Daten!I3201","v":0},{"$f":"Daten!J3201","v":0},null,null,0,0,0,0,0,0]
[null,3175,133,5,{"$f":"Daten!I3204","v":0},{"$f":"Daten!J3204","v":0},null,null,0,0,0,0,0,0]
[null,3179,133,5,{"$f":"Daten!I3208","v":0},{"$f":"Daten!J3208","v":0},null,null,0,0,0,0,0,0]
[null,3182,133,5,{"$f":"Daten!I3211","v":0},{"$f":"Daten!J3211","v":0},null,null,0,0,0,0,0,0]
[null,3185,133,5,{"$f":"Daten!I3214","v":0},{"$f":"Daten!J3214","v":0},null,null,0,0,0,0,0,0]
[null,3186,133,5,{"$f":"Daten!I3215","v":0},{"$f":"Daten!J3215","v":0},null,null,0,0,0,0,0,0]
[null,3190,133,5,{"$f":"Daten!I3219","v":0},{"$f":"Daten!J3219","v":0},null,null,0,0,0,0,0,0]
[null,3194,134,5,{"$f":"Daten!I3223","v":0},{"$f":"Daten!J3223","v":0},null,null,0,0,0,0,0,0]
[null,3197,134,5,{"$f":"Daten!I3226","v":0},{"$f":"Daten!J3226","v":0},null,null,0,0,0,0,0,0]
[null,3200,134,5,{"$f":"Daten!I3229","v":0},{"$f":"Daten!J3229","v":0},null,null,0,0,0,0,0,0]
[null,3204,134,5,{"$f":"Daten!I3233","v":0},{"$f":"Daten!J3233","v":0},null,null,0,0,0,0,0,0]
[null,3207,134,5,{"$f":"Daten!I3236","v":0},{"$f":"Daten!J3236","v":0},null,null,0,0,0,0,0,0]
[null,3210,134,5,{"$f":"Daten!I3239","v":0},{"$f":"Daten!J3239","v":0},null,null,0,0,0,0,0,0]
[null,3211,134,5,{"$f":"Daten!I3240","v":0},{"$f":"Daten!J3240","v":0},null,null,0,0,0,0,0,0]
[null,3215,134,5,{"$f":"Daten!I3244","v":0},{"$f":"Daten!J3244","v":0},null,null,0,0,0,0,0,0]
[null,3219,135,5,{"$f":"Daten!I3248","v":0},{"$f":"Daten!J3248","v":0},null,null,0,0,0,0,0,0]
[null,3222,135,5,{"$f":"Daten!I3251","v":0},{"$f":"Daten!J3251","v":0},null,null,0,0,0,0,0,0]
[null,3225,135,5,{"$f":"Daten!I3254","v":0},{"$f":"Daten!J3254","v":0},null,null,0,0,0,0,0,0]
[null,3229,135,5,{"$f":"Daten!I3258","v":0},{"$f":"Daten!J3258","v":0},null,null,0,0,0,0,0,0]
[null,3232,135,5,{"$f":"Daten!I3261","v":0},{"$f":"Daten!J3261","v":0},null,null,0,0,0,0,0,0]
[null,3236,135,5,{"$f":"Daten!I3265","v":0},{"$f":"Daten!J3265","v":0},null,null,0,0,0,0,0,0]
[null,3237,135,5,{"$f":"Daten!I3266","v":0},{"$f":"Daten!J3266","v":0},null,null,0,0,0,0,0,0]
[null,3240,135,5,{"$f":"Daten!I3269","v":0},{"$f":"Daten!J3269","v":0},null,null,0,0,0,0,0,0]
[null,3244,136,5,{"$f":"Daten!I3273","v":0},{"$f":"Daten!J3273","v":0},null,null,0,0,0,0,0,0]
[null,3247,136,5,{"$f":"Daten!I3276","v":0},{"$f":"Daten!J3276","v":0},null,null,0,0,0,0,0,0]
[null,3250,136,5,{"$f":"Daten!I3279","v":0},{"$f":"Daten!J3279","v":0},null,null,0,0,0,0,0,0]
[null,3254,136,5,{"$f":"Daten!I3283","v":0},{"$f":"Daten!J3283","v":0},null,null,0,0,0,0,0,0]
[null,3257,136,5,{"$f":"Daten!I3286","v":0},{"$f":"Daten!J3286","v":0},null,null,0,0,0,0,0,0]
[null,3259,136,5,{"$f":"Daten!I3288","v":0},{"$f":"Daten!J3288","v":0},null,null,0,0,0,0,0,0]
[null,3262,136,5,{"$f":"Daten!I3291","v":0},{"$f":"Daten!J3291","v":0},null,null,0,0,0,0,0,0]
[null,3265,137,5,{"$f":"Daten!I3294","v":0},{"$f":"Daten!J3294","v":0},null,null,0,0,0,0,0,{"$f":"IF(L3281>0,I3281+L3281*Wirkungsgrad,I3281+L3281)","v":0}]
[null,3269,137,5,{"$f":"Daten!I3298","v":0},{"$f":"Daten!J3298","v":0},null,null,0,0,0,0,0,0]
[null,3272,137,5,{"$f":"Daten!I3301","v":0},{"$f":"Daten!J3301","v":0},null,null,0,0,0,0,0,0]
[null,3275,137,5,{"$f":"Daten!I3304","v":0},{"$f":"Daten!J3304","v":0},null,null,0,0,0,0,0,0]
[null,3279,137,5,{"$f":"Daten!I3308","v":0},{"$f":"Daten!J3308","v":0},null,null,0,0,0,0,0,0]
[null,3282,137,5,{"$f":"Daten!I3311","v":0},{"$f":"Daten!J3311","v":0},null,null,0,0,0,0,0,0]
[null,3284,137,5,{"$f":"Daten!I3313","v":0},{"$f":"Daten!J3313","v":0},null,null,0,0,0,0,0,0]
[null,3287,137,5,{"$f":"Daten!I3316","v":0},{"$f":"Daten!J3316","v":0},null,null,0,0,0,0,0,0]
[null,3290,138,5,{"$f":"Daten!I3319","v":0},{"$f":"Daten!J3319","v":0},null,null,0,0,0,0,0,0]
[null,3294,138,5,{"$f":"Daten!I3323","v":0},{"$f":"Daten!J3323","v":0},null,null,0,0,0,0,0,0]
[null,3297,138,5,{"$f":"Daten!I3326","v":0},{"$f":"Daten!J3326","v":0},null,null,0,0,0,0,0,0]
[null,3301,138,5,{"$f":"Daten!I3330","v":0},{"$f":"Daten!J3330","v":0},null,null,0,0,0,0,0,0]
[null,3303,138,5,{"$f":"Daten!I3332","v":0},{"$f":"Daten!J3332","v":0},null,null,0,0,0,0,0,0]
[null,3308,138,5,{"$f":"Daten!I3337","v":0},{"$f":"Daten!J3337","v":0},null,null,0,0,0,0,0,0]
[null,3309,138,5,{"$f":"Daten!I3338","v":0},{"$f":"Daten!J3338","v":0},null,null,0,0,0,0,0,0]
[null,3312,138,5,{"$f":"Daten!I3341","v":0},{"$f":"Daten!J3341","v":0},null,null,0,0,0,0,0,0]
[null,3315,139,5,{"$f":"Daten!I3344","v":0},{"$f":"Daten!J3344","v":0},null,null,0,0,0,0,0,0]
[null,3319,139,5,{"$f":"Daten!I3348","v":0},{"$f":"Daten!J3348","v":0},null,null,0,0,0,0,0,0]
[null,3322,139,5,{"$f":"Daten!I3351","v":0},{"$f":"Daten!J3351","v":0},null,null,0,0,0,0,0,0]
[null,3324,139,5,{"$f":"Daten!I3353","v":0},{"$f":"Daten!J3353","v":0},null,null,0,0,0,0,0,0]
[null,3330,{"$f":"CEILING(B3346/24,1)","v":139},{"$f":"MONTH(C3346)","v":5},{"$f":"Daten!I3359","v":0},{"$f":"Daten!J3359","v":0},null,null,0,{"$f":"MIN(E3346,F3346+I3346)","v":0},{"$f":"E3346-J3346","v":0},{"$f":"MIN((F3346-J3346),BatteriespeicherWh-I3346)","v":0},{"$f":"F3346-(J3346+L3346)","v":0},0]
[null,3333,139,5,{"$f":"Daten!I3362","v":0},{"$f":"Daten!J3362","v":0},null,null,0,0,0,0,0,0]
[null,3334,139,5,{"$f":"Daten!I3363","v":0},{"$f":"Daten!J3363","v":0},null,null,0,0,0,0,0,0]
[null,3337,140,5,{"$f":"Daten!I3366","v":0},{"$f":"Daten!J3366","v":0},null,null,0,0,0,0,0,0]
[null,3341,140,5,{"$f":"Daten!I3370","v":0},{"$f":"Daten!J3370","v":0},null,null,0,0,0,0,0,0]
[null,3344,140,5,{"$f":"Daten!I3373","v":0},{"$f":"Daten!J3373","v":0},null,null,0,0,0,0,0,0]
[null,3349,140,5,{"$f":"Daten!I3378","v":0},{"$f":"Daten!J3378","v":0},null,null,0,0,0,0,0,0]
[null,3352,140,5,{"$f":"Daten!I3381","v":0},{"$f":"Daten!J3381","v":0},null,null,0,0,0,0,0,0]
[null,3355,140,5,{"$f":"Daten!I3384","v":0},{"$f":"Daten!J3384","v":0},null,null,0,0,0,0,0,0]
[null,3358,140,5,{"$f":"Daten!I3387","v":0},{"$f":"Daten!J3387","v":0},null,null,0,0,0,0,0,0]
[null,3359,140,5,{"$f":"Daten!I3388","v":0},{"$f":"Daten!J3388","v":0},null,null,0,0,0,0,0,0]
[null,3362,141,5,{"$f":"Daten!I3391","v":0},{"$f":"Daten!J3391","v":0},null,null,0,0,0,0,0,0]
[null,3366,141,5,{"$f":"Daten!I3395","v":0},{"$f":"Daten!J3395","v":0},null,null,0,0,0,0,0,0]
[null,3369,141,5,{"$f":"Daten!I3398","v":0},{"$f":"Daten!J3398","v":0},null,null,0,0,0,0,0,0]
[null,3374,141,5,{"$f":"Daten!I3403","v":0},{"$f":"Daten!J3403","v":0},null,null,0,0,0,0,0,0]
[null,3377,141,5,{"$f":"Daten!I3406","v":0},{"$f":"Daten!J3406","v":0},null,null,0,0,0,0,0,0]
[null,3380,141,5,{"$f":"Daten!I3409","v":0},{"$f":"Daten!J3409","v":0},null,null,0,0,0,0,0,0]
[null,3383,141,5,{"$f":"Daten!I3412","v":0},{"$f":"Daten!J3412","v":0},null,null,0,0,0,0,0,0]
[null,3384,141,5,{"$f":"Daten!I3413","v":0},{"$f":"Daten!J3413","v":0},null,null,0,0,0,0,0,0]
[null,3387,142,5,{"$f":"Daten!I3416","v":0},{"$f":"Daten!J3416","v":0},null,null,0,0,0,0,0,0]
[null,3391,142,5,{"$f":"Daten!I3420","v":0},{"$f":"Daten!J3420","v":0},null,null,0,0,0,0,0,0]
[null,3395,142,5,{"$f":"Daten!I3424","v":0},{"$f":"Daten!J3424","v":0},null,null,{"$f":"N3410","v":0},0,0,0,0,0]
[null,3398,142,5,{"$f":"Daten!I3427","v":0},{"$f":"Daten!J3427","v":0},null,null,0,0,0,0,0,0]
[null,3402,142,5,{"$f":"Daten!I3431","v":0},{"$f":"Daten!J3431","v":0},null,null,0,0,0,0,0,0]
[null,3405,142,5,{"$f":"Daten!I3434","v":0},{"$f":"Daten!J3434","v":0},null,null,0,0,0,0,0,0]
[null,3406,142,5,{"$f":"Daten!I3435","v":0},{"$f":"Daten!J3435","v":0},null,null,0,0,0,0,0,0]
[null,3409,143,5,{"$f":"Daten!I3438","v":0},{"$f":"Daten!J3438","v":0},null,null,0,0,0,0,0,0]
[null,3412,143,5,{"$f":"Daten!I3441","v":0},{"$f":"Daten!J3441","v":0},null,null,0,0,0,0,0,0]
[null,3416,143,5,{"$f":"Daten!I3445","v":0},{"$f":"Daten!J3445","v":0},null,null,0,0,0,0,0,0]
[null,3420,143,5,{"$f":"Daten!I3449","v":0},{"$f":"Daten!J3449","v":0},null,null,0,0,0,0,0,0]
[null,3423,143,5,{"$f":"Daten!I3452","v":0},{"$f":"Daten!J3452","v":0},null,null,0,0,0,0,0,0]
[null,3427,143,5,{"$f":"Daten!I3456","v":0},{"$f":"Daten!J3456","v":0},null,null,0,0,0,0,0,0]
[null,3430,143,5,{"$f":"Daten!I3459","v":0},{"$f":"Daten!J3459","v":0},null,null,0,0,0,0,0,0]
[null,3431,143,5,{"$f":"Daten!I3460","v":0},{"$f":"Daten!J3460","v":0},null,null,0,0,0,0,0,0]
[null,3434,144,5,{"$f":"Daten!I3463","v":0},{"$f":"Daten!J3463","v":0},null,null,0,0,0,0,0,0]
[null,3437,144,5,{"$f":"Daten!I3466","v":0},{"$f":"Daten!J3466","v":0},null,null,0,0,0,0,0,0]
[null,3442,144,5,{"$f":"Daten!I3471","v":0},{"$f":"Daten!J3471","v":0},null,null,0,0,0,0,0,0]
[null,3445,144,5,{"$f":"Daten!I3474","v":0},{"$f":"Daten!J3474","v":0},null,null,0,0,0,0,0,0]
[null,3448,144,5,{"$f":"Daten!I3477","v":0},{"$f":"Daten!J3477","v":0},null,null,0,0,0,0,0,0]
[null,3452,144,5,{"$f":"Daten!I3481","v":0},{"$f":"Daten!J3481","v":0},null,null,0,0,0,0,0,0]
[null,3455,144,5,{"$f":"Daten!I3484","v":0},{"$f":"Daten!J3484","v":0},null,null,0,0,0,0,0,0]
[null,3456,144,5,{"$f":"Daten!I3485","v":0},{"$f":"Daten!J3485","v":0},null,null,0,0,0,0,0,0]
[null,3459,145,5,{"$f":"Daten!I3488","v":0},{"$f":"Daten!J3488","v":0},null,null,{"$f":"N3474","v":0},0,0,0,0,0]
[null,3462,145,5,{"$f":"Daten!I3491","v":0},{"$f":"Daten!J3491","v":0},null,null,0,0,0,0,0,0]
[null,3467,145,5,{"$f":"Daten!I3496","v":0},{"$f":"Daten!J3496","v":0},null,null,0,0,0,0,0,0]
[null,3470,145,5,{"$f":"Daten!I3499","v":0},{"$f":"Daten!J3499","v":0},null,null,0,0,0,0,0,0]
[null,3474,145,5,{"$f":"Daten!I3503","v":0},{"$f":"Daten!J3503","v":0},null,null,0,0,0,0,0,0]
[null,3477,145,5,{"$f":"Daten!I3506","v":0},{"$f":"Daten!J3506","v":0},null,null,0,0,0,0,0,0]
[null,3480,145,5,{"$f":"Daten!I3509","v":0},{"$f":"Daten!J3509","v":0},null,null,0,0,0,0,0,0]
[null,3481,146,5,{"$f":"Daten!I3510","v":0},{"$f":"Daten!J3510","v":0},null,null,0,0,0,0,0,0]
[null,3487,146,5,{"$f":"Daten!I3516","v":0},{"$f":"Daten!J3516","v":0},null,null,0,0,0,0,0,0]
[null,3488,146,5,{"$f":"Daten!I3517","v":0},{"$f":"Daten!J3517","v":0},null,null,0,0,0,0,0,0]
[null,3492,146,5,{"$f":"Daten!I3521","v":0},{"$f":"Daten!J3521","v":0},null,null,0,0,0,0,0,0]
[null,3495,146,5,{"$f":"Daten!I3524","v":0},{"$f":"Daten!J3524","v":0},null,null,0,0,0,0,0,0]
[null,3499,146,5,{"$f":"Daten!I3528","v":0},{"$f":"Daten!J3528","v":0},null,null,0,0,0,0,0,0]
[null,3502,146,5,{"$f":"Daten!I3531","v":0},{"$f":"Daten!J3531","v":0},null,null,0,0,0,0,0,0]
[null,3505,147,5,{"$f":"Daten!I3534","v":0},{"$f":"Daten!J3534","v":0},null,null,0,0,0,0,0,0]
[null,3508,147,5,{"$f":"Daten!I3537","v":0},{"$f":"Daten!J3537","v":0},null,null,0,0,0,0,0,0]
[null,3510,147,5,{"$f":"Daten!I3539","v":0},{"$f":"Daten!J3539","v":0},null,null,0,0,0,0,0,0]
[null,3514,147,5,{"$f":"Daten!I3543","v":0},{"$f":"Daten!J3543","v":0},null,null,0,0,0,0,0,0]
[null,3517,147,5,{"$f":"Daten!I3546","v":0},{"$f":"Daten!J3546","v":0},null,null,0,0,0,0,0,0]
[null,3520,147,5,{"$f":"Daten!I3549","v":0},{"$f":"Daten!J3549","v":0},null,null,0,0,0,0,0,0]
[null,3524,147,5,{"$f":"Daten!I3553","v":0},{"$f":"Daten!J3553","v":0},null,null,0,0,0,0,0,0]
[null,3527,147,5,{"$f":"Daten!I3556","v":0},{"$f":"Daten!J3556","v":0},null,null,0,0,0,0,0,0]
[null,3529,148,5,{"$f":"Daten!I3558","v":0},{"$f":"Daten!J3558","v":0},null,null,0,0,0,0,0,0]
[null,3532,148,5,{"$f":"Daten!I3561","v":0},{"$f":"Daten!J3561","v":0},null,null,0,0,0,0,0,0]
[null,3535,148,5,{"$f":"Daten!I3564","v":0},{"$f":"Daten!J3564","v":0},null,null,0,0,0,0,0,0]
[null,3539,148,5,{"$f":"Daten!I3568","v":0},{"$f":"Daten!J3568","v":0},null,null,0,0,0,0,0,0]
[null,3542,148,5,{"$f":"Daten!I3571","v":0},{"$f":"Daten!J3571","v":0},null,null,0,0,0,0,0,0]
[null,3545,148,5,{"$f":"Daten!I3574","v":0},{"$f":"Daten!J3574","v":0},null,null,0,0,0,0,0,0]
[null,3549,148,5,{"$f":"Daten!I3578","v":0},{"$f":"Daten!J3578","v":0},null,null,0,0,0,0,0,0]
[null,3550,148,5,{"$f":"Daten!I3579","v":0},{"$f":"Daten!J3579","v":0},null,null,0,0,0,0,0,0]
[null,3556,149,5,{"$f":"Daten!I3585","v":0},{"$f":"Daten!J3585","v":0},null,null,0,0,0,0,0,0]
[null,3557,149,5,{"$f":"Daten!I3586","v":0},{"$f":"Daten!J3586","v":0},null,null,0,0,0,0,0,0]
[null,3560,149,5,{"$f":"Daten!I3589","v":0},{"$f":"Daten!J3589","v":0},null,null,0,0,0,0,0,0]
[null,3564,149,5,{"$f":"Daten!I3593","v":0},{"$f":"Daten!J3593","v":0},null,null,0,0,0,0,0,0]
[null,3567,149,5,{"$f":"Daten!I3596","v":0},{"$f":"Daten!J3596","v":0},null,null,0,0,0,0,0,0]
[null,3570,149,5,{"$f":"Daten!I3599","v":0},{"$f":"Daten!J3599","v":0},null,null,0,0,0,0,0,0]
[null,3574,149,5,{"$f":"Daten!I3603","v":0},{"$f":"Daten!J3603","v":0},null,null,0,0,0,0,0,0]
[null,3575,149,5,{"$f":"Daten!I3604","v":0},{"$f":"Daten!J3604","v":0},null,null,0,0,0,0,0,0]
[null,3579,150,5,{"$f":"Daten!I3608","v":0},{"$f":"Daten!J3608","v":0},null,null,0,0,0,0,0,0]
[null,3582,150,5,{"$f":"Daten!I3611","v":0},{"$f":"Daten!J3611","v":0},null,null,0,0,0,0,0,0]
[null,3585,150,5,{"$f":"Daten!I3614","v":0},{"$f":"Daten!J3614","v":0},null,null,0,0,0,0,0,{"$f":"IF(L3601>0,I3601+L3601*Wirkungsgrad,I3601+L3601)","v":0}]
[null,3589,150,5,{"$f":"Daten!I3618","v":0},{"$f":"Daten!J3618","v":0},null,null,0,0,0,0,0,0]
[null,3592,150,5,{"$f":"Daten!I3621","v":0},{"$f":"Daten!J3621","v":0},null,null,0,0,0,0,0,0]
[null,3595,150,5,{"$f":"Daten!I3624","v":0},{"$f":"Daten!J3624","v":0},null,null,0,0,0,0,0,0]
[null,3600,150,5,{"$f":"Daten!I3629","v":0},{"$f":"Daten!J3629","v":0},null,null,0,0,0,0,0,0]
[null,3603,151,5,{"$f":"Daten!I3632","v":0},{"$f":"Daten!J3632","v":0},null,null,0,0,0,0,0,0]
[null,3604,151,5,{"$f":"Daten!I3633","v":0},{"$f":"Daten!J3633","v":0},null,null,0,0,0,0,0,0]
[null,3607,151,5,{"$f":"Daten!I3636","v":0},{"$f":"Daten!J3636","v":0},null,null,0,0,0,0,0,0]
[null,3610,151,5,{"$f":"Daten!I3639","v":0},{"$f":"Daten!J3639","v":0},null,null,0,0,0,0,0,0]
[null,3614,151,5,{"$f":"Daten!I3643","v":0},{"$f":"Daten!J3643","v":0},null,null,0,0,0,0,0,0]
[null,3617,151,5,{"$f":"Daten!I3646","v":0},{"$f":"Daten!J3646","v":0},null,null,0,0,0,0,0,0]
[null,3621,151,5,{"$f":"Daten!I3650","v":0},{"$f":"Daten!J3650","v":0},null,null,0,0,0,0,0,0]
[null,3625,152,5,{"$f":"Daten!I3654","v":0},{"$f":"Daten!J3654","v":0},null,null,0,0,0,0,0,0]
[null,3628,152,5,{"$f":"Daten!I3657","v":0},{"$f":"Daten!J3657","v":0},null,null,0,0,0,0,0,0]
[null,3629,152,5,{"$f":"Daten!I3658","v":0},{"$f":"Daten!J3658","v":0},null,null,0,0,0,0,0,0]
[null,3632,152,5,{"$f":"Daten!I3661","v":0},{"$f":"Daten!J3661","v":0},null,null,0,0,0,0,0,0]
[null,3635,152,5,{"$f":"Daten!I3664","v":0},{"$f":"Daten!J3664","v":0},null,null,0,0,0,0,0,0]
[null,3639,152,5,{"$f":"Daten!I3668","v":0},{"$f":"Daten!J3668","v":0},null,null,0,0,0,0,0,0]
[null,3642,152,5,{"$f":"Daten!I3671","v":0},{"$f":"Daten!J3671","v":0},null,null,0,0,0,0,0,0]
[null,3647,152,5,{"$f":"Daten!I3676","v":0},{"$f":"Daten!J3676","v":0},null,null,0,0,0,0,0,0]
[null,3650,{"$f":"CEILING(B3666/24,1)","v":153},{"$f":"MONTH(C3666)","v":6},{"$f":"Daten!I3679","v":0},{"$f":"Daten!J3679","v":0},null,null,0,{"$f":"MIN(E3666,F3666+I3666)","v":0},{"$f":"E3666-J3666","v":0},{"$f":"MIN((F3666-J3666),BatteriespeicherWh-I3666)","v":0},{"$f":"F3666-(J3666+L3666)","v":0},0]
[null,3653,153,6,{"$f":"Daten!I3682","v":0},{"$f":"Daten!J3682","v":0},null,null,0,0,0,0,0,0]
[null,3654,153,6,{"$f":"Daten!I3683","v":0},{"$f":"Daten!J3683","v":0},null,null,0,0,0,0,0,0]
[null,3657,153,6,{"$f":"Daten!I3686","v":0},{"$f":"Daten!J3686","v":0},null,null,0,0,0,0,0,0]
[null,3660,153,6,{"$f":"Daten!I3689","v":0},{"$f":"Daten!J3689","v":0},null,null,0,0,0,0,0,0]
[null,3664,153,6,{"$f":"Daten!I3693","v":0},{"$f":"Daten!J3693","v":0},null,null,0,0,0,0,0,0]
[null,3667,153,6,{"$f":"Daten!I3696","v":0},{"$f":"Daten!J3696","v":0},null,null,0,0,0,0,0,0]
[null,3672,153,6,{"$f":"Daten!I3701","v":0},{"$f":"Daten!J3701","v":0},null,null,0,0,0,0,0,0]
[null,3675,154,6,{"$f":"Daten!I3704","v":0},{"$f":"Daten!J3704","v":0},null,null,0,0,0,0,0,0]
[null,3678,154,6,{"$f":"Daten!I3707","v":0},{"$f":"Daten!J3707","v":0},null,null,0,0,0,0,0,0]
[null,3679,154,6,{"$f":"Daten!I3708","v":0},{"$f":"Daten!J3708","v":0},null,null,0,0,0,0,0,0]
[null,3682,154,6,{"$f":"Daten!I3711","v":0},{"$f":"Daten!J3711","v":0},null,null,0,0,0,0,0,0]
[null,3686,154,6,{"$f":"Daten!I3715","v":0},{"$f":"Daten!J3715","v":0},null,null,0,0,0,0,0,0]
[null,3688,154,6,{"$f":"Daten!I3717","v":0},{"$f":"Daten!J3717","v":0},null,null,0,0,0,0,0,0]
[null,3693,154,6,{"$f":"Daten!I3722","v":0},{"$f":"Daten!J3722","v":0},null,null,0,0,0,0,0,0]
[null,3697,155,6,{"$f":"Daten!I3726","v":0},{"$f":"Daten!J3726","v":0},null,null,0,0,0,0,0,0]
[null,3700,155,6,{"$f":"Daten!I3729","v":0},{"$f":"Daten!J3729","v":0},null,null,0,0,0,0,0,0]
[null,3703,155,6,{"$f":"Daten!I3732","v":0},{"$f":"Daten!J3732","v":0},null,null,0,0,0,0,0,0]
[null,3704,155,6,{"$f":"Daten!I3733","v":0},{"$f":"Daten!J3733","v":0},null,null,0,0,0,0,0,0]
[null,3707,155,6,{"$f":"Daten!I3736","v":0},{"$f":"Daten!J3736","v":0},null,null,0,0,0,0,0,0]
[null,3713,155,6,{"$f":"Daten!I3742","v":0},{"$f":"Daten!J3742","v":0},null,null,0,0,0,0,0,{"$f":"IF(L3729>0,I3729+L3729*Wirkungsgrad,I3729+L3729)","v":0}]
[null,3715,155,6,{"$f":"Daten!I3744","v":0},{"$f":"Daten!J3744","v":0},null,null,{"$f":"N3730","v":0},0,0,0,0,0]
[null,3718,155,6,{"$f":"Daten!I3747","v":0},{"$f":"Daten!J3747","v":0},null,null,0,0,0,0,0,0]
[null,3722,156,6,{"$f":"Daten!I3751","v":0},{"$f":"Daten!J3751","v":0},null,null,0,0,0,0,0,0]
[null,3725,156,6,{"$f":"Daten!I3754","v":0},{"$f":"Daten!J3754","v":0},null,null,0,0,0,0,0,0]
[null,3728,156,6,{"$f":"Daten!I3757","v":0},{"$f":"Daten!J3757","v":0},null,null,0,0,0,0,0,0]
[null,3729,156,6,{"$f":"Daten!I3758","v":0},{"$f":"Daten!J3758","v":0},null,null,0,0,0,0,0,0]
[null,3734,156,6,{"$f":"Daten!I3763","v":0},{"$f":"Daten!J3763","v":0},null,null,0,0,0,0,0,0]
[null,3737,156,6,{"$f":"Daten!I3766","v":0},{"$f":"Daten!J3766","v":0},null,null,0,0,0,0,0,0]
[null,3740,156,6,{"$f":"Daten!I3769","v":0},{"$f":"Daten!J3769","v":0},null,null,0,0,0,0,0,0]
[null,3743,156,6,{"$f":"Daten!I3772","v":0},{"$f":"Daten!J3772","v":0},null,null,0,0,0,0,0,0]
[null,3747,157,6,{"$f":"Daten!I3776","v":0},{"$f":"Daten!J3776","v":0},null,null,0,0,0,0,0,0]
[null,3750,157,6,{"$f":"Daten!I3779","v":0},{"$f":"Daten!J3779","v":0},null,null,0,0,0,0,0,0]
[null,3751,157,6,{"$f":"Daten!I3780","v":0},{"$f":"Daten!J3780","v":0},null,null,0,0,0,0,0,0]
[null,3754,157,6,{"$f":"Daten!I3783","v":0},{"$f":"Daten!J3783","v":0},null,null,0,0,0,0,0,0]
[null,3759,157,6,{"$f":"Daten!I3788","v":0},{"$f":"Daten!J3788","v":0},null,null,0,0,0,0,0,0]
[null,3762,157,6,{"$f":"Daten!I3791","v":0},{"$f":"Daten!J3791","v":0},null,null,0,0,0,0,0,0]
[null,3765,157,6,{"$f":"Daten!I3794","v":0},{"$f":"Daten!J3794","v":0},null,null,0,0,0,0,0,0]
[null,3768,157,6,{"$f":"Daten!I3797","v":0},{"$f":"Daten!J3797","v":0},null,null,0,0,0,0,0,0]
[null,3772,158,6,{"$f":"Daten!I3801","v":0},{"$f":"Daten!J3801","v":0},null,null,0,0,0,0,0,0]
[null,3775,158,6,{"$f":"Daten!I3804","v":0},{"$f":"Daten!J3804","v":0},null,null,0,0,0,0,0,0]
[null,3776,158,6,{"$f":"Daten!I3805","v":0},{"$f":"Daten!J3805","v":0},null,null,0,0,0,0,0,0]
[null,3780,158,6,{"$f":"Daten!I3809","v":0},{"$f":"Daten!J3809","v":0},null,null,0,0,0,0,0,0]
[null,3783,158,6,{"$f":"Daten!I3812","v":0},{"$f":"Daten!J3812","v":0},null,null,0,0,0,0,0,0]
[null,3787,158,6,{"$f":"Daten!I3816","v":0},{"$f":"Daten!J3816","v":0},null,null,0,0,0,0,0,0]
[null,3790,158,6,{"$f":"Daten!I3819","v":0},{"$f":"Daten!J3819","v":0},null,null,0,0,0,0,0,0]
[null,3794,159,6,{"$f":"Daten!I3823","v":0},{"$f":"Daten!J3823","v":0},null,null,0,0,0,0,0,0]
[null,3797,159,6,{"$f":"Daten!I3826","v":0},{"$f":"Daten!J3826","v":0},null,null,0,0,0,0,0,0]
[null,3800,159,6,{"$f":"Daten!I3829","v":0},{"$f":"Daten!J3829","v":0},null,null,0,0,0,0,0,0]
[null,3801,159,6,{"$f":"Daten!I3830","v":0},{"$f":"Daten!J3830","v":0},null,null,0,0,0,0,0,0]
[null,3805,159,6,{"$f":"Daten!I3834","v":0},{"$f":"Daten!J3834","v":0},null,null,0,0,0,0,0,0]
[null,3808,159,6,{"$f":"Daten!I3837","v":0},{"$f":"Daten!J3837","v":0},null,null,0,0,0,0,0,0]
[null,3812,159,6,{"$f":"Daten!I3841","v":0},{"$f":"Daten!J3841","v":0},null,null,0,0,0,0,0,0]
[null,3815,159,6,{"$f":"Daten!I3844","v":0},{"$f":"Daten!J3844","v":0},null,null,0,0,0,0,0,0]
[null,3819,160,6,{"$f":"Daten!I3848","v":0},{"$f":"Daten!J3848","v":0},null,null,0,0,0,0,0,0]
[null,3822,160,6,{"$f":"Daten!I3851","v":0},{"$f":"Daten!J3851","v":0},null,null,0,0,0,0,0,0]
[null,3826,160,6,{"$f":"Daten!I3855","v":0},{"$f":"Daten!J3855","v":0},null,null,0,0,0,0,0,0]
[null,3827,160,6,{"$f":"Daten!I3856","v":0},{"$f":"Daten!J3856","v":0},null,null,0,0,0,0,0,0]
[null,3830,160,6,{"$f":"Daten!I3859","v":0},{"$f":"Daten!J3859","v":0},null,null,0,0,0,0,0,0]
[null,3833,160,6,{"$f":"Daten!I3862","v":0},{"$f":"Daten!J3862","v":0},null,null,0,0,0,0,0,0]
[null,3837,160,6,{"$f":"Daten!I3866","v":0},{"$f":"Daten!J3866","v":0},null,null,0,0,0,0,0,0]
[null,3840,160,6,{"$f":"Daten!I3869","v":0},{"$f":"Daten!J3869","v":0},null,null,0,0,0,0,0,0]
[null,3844,161,6,{"$f":"Daten!I3873","v":0},{"$f":"Daten!J3873","v":0},null,null,0,0,0,0,0,0]
[null,3847,161,6,{"$f":"Daten!I3876","v":0},{"$f":"Daten!J3876","v":0},null,null,0,0,0,0,0,0]
[null,3851,161,6,{"$f":"Daten!I3880","v":0},{"$f":"Daten!J3880","v":0},null,null,0,0,0,0,0,0]
[null,3852,161,6,{"$f":"Daten!I3881","v":0},{"$f":"Daten!J3881","v":0},null,null,0,0,0,0,0,0]
[null,3855,161,6,{"$f":"Daten!I3884","v":0},{"$f":"Daten!J3884","v":0},null,null,0,0,0,0,0,0]
[null,3859,161,6,{"$f":"Daten!I3888","v":0},{"$f":"Daten!J3888","v":0},null,null,0,0,0,0,0,0]
[null,3862,161,6,{"$f":"Daten!I3891","v":0},{"$f":"Daten!J3891","v":0},null,null,0,0,0,0,0,0]
[null,3865,162,6,{"$f":"Daten!I3894","v":0},{"$f":"Daten!J3894","v":0},null,null,0,0,0,0,0,0]
[null,3869,162,6,{"$f":"Daten!I3898","v":0},{"$f":"Daten!J3898","v":0},null,null,0,0,0,0,0,0]
[null,3872,162,6,{"$f":"Daten!I3901","v":0},{"$f":"Daten!J3901","v":0},null,null,0,0,0,0,0,0]
[null,3876,162,6,{"$f":"Daten!I3905","v":0},{"$f":"Daten!J3905","v":0},null,null,0,0,0,0,0,0]
[null,3877,162,6,{"$f":"Daten!I3906","v":0},{"$f":"Daten!J3906","v":0},null,null,0,0,0,0,0,0]
[null,3880,162,6,{"$f":"Daten!I3909","v":0},{"$f":"Daten!J3909","v":0},null,null,0,0,0,0,0,0]
[null,3884,162,6,{"$f":"Daten!I3913","v":0},{"$f":"Daten!J3913","v":0},null,null,0,0,0,0,0,0]
[null,3887,162,6,{"$f":"Daten!I3916","v":0},{"$f":"Daten!J3916","v":0},null,null,0,0,0,0,0,0]
[null,3890,163,6,{"$f":"Daten!I3919","v":0},{"$f":"Daten!J3919","v":0},null,null,0,0,0,0,0,0]
[null,3893,163,6,{"$f":"Daten!I3922","v":0},{"$f":"Daten!J3922","v":0},null,null,0,0,0,0,0,0]
[null,3898,163,6,{"$f":"Daten!I3927","v":0},{"$f":"Daten!J3927","v":0},null,null,0,0,0,0,0,0]
[null,3901,163,6,{"$f":"Daten!I3930","v":0},{"$f":"Daten!J3930","v":0},null,null,0,0,0,0,0,0]
[null,3902,163,6,{"$f":"Daten!I3931","v":0},{"$f":"Daten!J3931","v":0},null,null,0,0,0,0,0,0]
[null,3905,163,6,{"$f":"Daten!I3934","v":0},{"$f":"Daten!J3934","v":0},null,null,0,0,0,0,0,{"$f":"IF(L3921>0,I3921+L3921*Wirkungsgrad,I3921+L3921)","v":0}]
[null,3909,163,6,{"$f":"Daten!I3938","v":0},{"$f":"Daten!J3938","v":0},null,null,0,0,0,0,0,0]
[null,3912,163,6,{"$f":"Daten!I3941","v":0},{"$f":"Daten!J3941","v":0},null,null,0,0,0,0,0,0]
[null,3914,164,6,{"$f":"Daten!I3943","v":0},{"$f":"Daten!J3943","v":0},null,null,0,0,0,0,0,0]
[null,3920,164,6,{"$f":"Daten!I3949","v":0},{"$f":"Daten!J3949","v":0},null,null,0,0,0,0,0,0]
[null,3923,164,6,{"$f":"Daten!I3952","v":0},{"$f":"Daten!J3952","v":0},null,null,0,0,0,0,0,0]
[null,3924,164,6,{"$f":"Daten!I3953","v":0},{"$f":"Daten!J3953","v":0},null,null,0,0,0,0,0,0]
[null,3927,164,6,{"$f":"Daten!I3956","v":0},{"$f":"Daten!J3956","v":0},null,null,0,0,0,0,0,0]
[null,3930,164,6,{"$f":"Daten!I3959","v":0},{"$f":"Daten!J3959","v":0},null,null,0,0,0,0,0,0]
[null,3934,164,6,{"$f":"Daten!I3963","v":0},{"$f":"Daten!J3963","v":0},null,null,0,0,0,0,0,0]
[null,3937,165,6,{"$f":"Daten!I3966","v":0},{"$f":"Daten!J3966","v":0},null,null,0,0,0,0,0,0]
[null,3939,165,6,{"$f":"Daten!I3968","v":0},{"$f":"Daten!J3968","v":0},null,null,0,0,0,0,0,0]
[null,3945,165,6,{"$f":"Daten!I3974","v":0},{"$f":"Daten!J3974","v":0},null,null,0,0,0,0,0,0]
[null,3948,165,6,{"$f":"Daten!I3977","v":0},{"$f":"Daten!J3977","v":0},null,null,0,0,0,0,0,0]
[null,3949,165,6,{"$f":"Daten!I3978","v":0},{"$f":"Daten!J3978","v":0},null,null,0,0,0,0,0,0]
[null,3952,165,6,{"$f":"Daten!I3981","v":0},{"$f":"Daten!J3981","v":0},null,null,0,0,0,0,0,0]
[null,3955,165,6,{"$f":"Daten!I3984","v":0},{"$f":"Daten!J3984","v":0},null,null,0,0,0,0,0,0]
[null,3959,165,6,{"$f":"Daten!I3988","v":0},{"$f":"Daten!J3988","v":0},null,null,0,0,0,0,0,0]
[null,3964,166,6,{"$f":"Daten!I3993","v":0},{"$f":"Daten!J3993","v":0},null,null,0,0,0,0,0,0]
[null,3967,166,6,{"$f":"Daten!I3996","v":0},{"$f":"Daten!J3996","v":0},null,null,0,0,0,0,0,0]
[null,3970,{"$f":"CEILING(B3986/24,1)","v":166},{"$f":"MONTH(C3986)","v":6},{"$f":"Daten!I3999","v":0},{"$f":"Daten!J3999","v":0},null,null,0,{"$f":"MIN(E3986,F3986+I3986)","v":0},{"$f":"E3986-J3986","v":0},{"$f":"MIN((F3986-J3986),BatteriespeicherWh-I3986)","v":0},{"$f":"F3986-(J3986+L3986)","v":0},0]
[null,3973,166,6,{"$f":"Daten!I4002","v":0},{"$f":"Daten!J4002","v":0},null,null,0,0,0,0,0,0]
[null,3974,166,6,{"$f":"Daten!I4003","v":0},{"$f":"Daten!J4003","v":0},null,null,0,0,0,0,0,0]
[null,3977,166,6,{"$f":"Daten!I4006","v":0},{"$f":"Daten!J4006","v":0},null,null,0,0,0,0,0,0]
[null,3980,166,6,{"$f":"Daten!I4009","v":0},{"$f":"Daten!J4009","v":0},null,null,0,0,0,0,0,0]
[null,3985,167,6,{"$f":"Daten!I4014","v":0},{"$f":"Daten!J4014","v":0},null,null,0,0,0,0,0,0]
[null,3988,167,6,{"$f":"Daten!I4017","v":0},{"$f":"Daten!J4017","v":0},null,null,0,0,0,0,0,0]
[null,3992,167,6,{"$f":"Daten!I4021","v":0},{"$f":"Daten!J4021","v":0},null,null,0,0,0,0,0,0]
[null,3995,167,6,{"$f":"Daten!I4024","v":0},{"$f":"Daten!J4024","v":0},null,null,0,0,0,0,0,0]
[null,3998,167,6,{"$f":"Daten!I4027","v":0},{"$f":"Daten!J4027","v":0},null,null,0,0,0,0,0,0]
[null,3999,167,6,{"$f":"Daten!I4028","v":0},{"$f":"Daten!J4028","v":0},null,null,0,0,0,0,0,0]
[null,4002,167,6,{"$f":"Daten!I4031","v":0},{"$f":"Daten!J4031","v":0},null,null,0,0,0,0,0,0]
[null,4006,167,6,{"$f":"Daten!I4035","v":0},{"$f":"Daten!J4035","v":0},null,null,0,0,0,0,0,0]
[null,4010,168,6,{"$f":"Daten!I4039","v":0},{"$f":"Daten!J4039","v":0},null,null,0,0,0,0,0,0]
[null,4013,168,6,{"$f":"Daten!I4042","v":0},{"$f":"Daten!J4042","v":0},null,null,0,0,0,0,0,0]
[null,4017,168,6,{"$f":"Daten!I4046","v":0},{"$f":"Daten!J4046","v":0},null,null,0,0,0,0,0,0]
[null,4020,168,6,{"$f":"Daten!I4049","v":0},{"$f":"Daten!J4049","v":0},null,null,0,0,0,0,0,0]
[null,4023,168,6,{"$f":"Daten!I4052","v":0},{"$f":"Daten!J4052","v":0},null,null,0,0,0,0,0,0]
[null,4024,168,6,{"$f":"Daten!I4053","v":0},{"$f":"Daten!J4053","v":0},null,null,0,0,0,0,0,0]
[null,4027,168,6,{"$f":"Daten!I4056","v":0},{"$f":"Daten!J4056","v":0},null,null,0,0,0,0,0,0]
[null,4031,168,6,{"$f":"Daten!I4060","v":0},{"$f":"Daten!J4060","v":0},null,null,0,0,0,0,0,0]
[null,4035,169,6,{"$f":"Daten!I4064","v":0},{"$f":"Daten!J4064","v":0},null,null,{"$f":"N4050","v":0},0,0,0,0,0]
[null,4038,169,6,{"$f":"Daten!I4067","v":0},{"$f":"Daten!J4067","v":0},null,null,0,0,0,0,0,0]
[null,4042,169,6,{"$f":"Daten!I4071","v":0},{"$f":"Daten!J4071","v":0},null,null,0,0,0,0,0,0]
[null,4045,169,6,{"$f":"Daten!I4074","v":0},{"$f":"Daten!J4074","v":0},null,null,0,0,0,0,0,0]
[null,4048,169,6,{"$f":"Daten!I4077","v":0},{"$f":"Daten!J4077","v":0},null,null,0,0,0,0,0,0]
[null,4049,169,6,{"$f":"Daten!I4078","v":0},{"$f":"Daten!J4078","v":0},null,null,0,0,0,0,0,0]
[null,4052,169,6,{"$f":"Daten!I4081","v":0},{"$f":"Daten!J4081","v":0},null,null,0,0,0,0,0,0]
[null,4057,170,6,{"$f":"Daten!I4086","v":0},{"$f":"Daten!J4086","v":0},null,null,0,0,0,0,0,0]
[null,4060,170,6,{"$f":"Daten!I4089","v":0},{"$f":"Daten!J4089","v":0},null,null,0,0,0,0,0,0]
[null,4063,170,6,{"$f":"Daten!I4092","v":0},{"$f":"Daten!J4092","v":0},null,null,0,0,0,0,0,0]
[null,4067,170,6,{"$f":"Daten!I4096","v":0},{"$f":"Daten!J4096","v":0},null,null,0,0,0,0,0,0]
[null,4070,170,6,{"$f":"Daten!I4099","v":0},{"$f":"Daten!J4099","v":0},null,null,0,0,0,0,0,0]
[null,4071,170,6,{"$f":"Daten!I4100","v":0},{"$f":"Daten!J4100","v":0},null,null,0,0,0,0,0,0]
[null,4077,170,6,{"$f":"Daten!I4106","v":0},{"$f":"Daten!J4106","v":0},null,null,0,0,0,0,0,0]
[null,4078,170,6,{"$f":"Daten!I4107","v":0},{"$f":"Daten!J4107","v":0},null,null,0,0,0,0,0,0]
[null,4082,171,6,{"$f":"Daten!I4111","v":0},{"$f":"Daten!J4111","v":0},null,null,0,0,0,0,0,0]
[null,4085,171,6,{"$f":"Daten!I4114","v":0},{"$f":"Daten!J4114","v":0},null,null,0,0,0,0,0,0]
[null,4088,171,6,{"$f":"Daten!I4117","v":0},{"$f":"Daten!J4117","v":0},null,null,0,0,0,0,0,0]
[null,4092,171,6,{"$f":"Daten!I4121","v":0},{"$f":"Daten!J4121","v":0},null,null,0,0,0,0,0,0]
[null,4095,171,6,{"$f":"Daten!I4124","v":0},{"$f":"Daten!J4124","v":0},null,null,0,0,0,0,0,0]
[null,4098,{"$f":"CEILING(B4114/24,1)","v":171},{"$f":"MONTH(C4114)","v":6},{"$f":"Daten!I4127","v":0},{"$f":"Daten!J4127","v":0},null,null,0,{"$f":"MIN(E4114,F4114+I4114)","v":0},{"$f":"E4114-J4114","v":0},{"$f":"MIN((F4114-J4114),BatteriespeicherWh-I4114)","v":0},{"$f":"F4114-(J4114+L4114)","v":0},0]
[null,4100,171,6,{"$f":"Daten!I4129","v":0},{"$f":"Daten!J4129","v":0},null,null,0,0,0,0,0,0]
[null,4103,171,6,{"$f":"Daten!I4132","v":0},{"$f":"Daten!J4132","v":0},null,null,0,0,0,0,0,0]
[null,4107,172,6,{"$f":"Daten!I4136","v":0},{"$f":"Daten!J4136","v":0},null,null,0,0,0,0,0,0]
[null,4110,172,6,{"$f":"Daten!I4139","v":0},{"$f":"Daten!J4139","v":0},null,null,0,0,0,0,0,0]
[null,4113,172,6,{"$f":"Daten!I4142","v":0},{"$f":"Daten!J4142","v":0},null,null,0,0,0,0,0,0]
[null,4117,172,6,{"$f":"Daten!I4146","v":0},{"$f":"Daten!J4146","v":0},null,null,0,0,0,0,0,0]
[null,4120,172,6,{"$f":"Daten!I4149","v":0},{"$f":"Daten!J4149","v":0},null,null,0,0,0,0,0,0]
[null,4123,172,6,{"$f":"Daten!I4152","v":0},{"$f":"Daten!J4152","v":0},null,null,0,0,0,0,0,0]
[null,4125,172,6,{"$f":"Daten!I4154","v":0},{"$f":"Daten!J4154","v":0},null,null,0,0,0,0,0,0]
[null,4128,172,6,{"$f":"Daten!I4157","v":0},{"$f":"Daten!J4157","v":0},null,null,0,0,0,0,0,0]
[null,4132,173,6,{"$f":"Daten!I4161","v":0},{"$f":"Daten!J4161","v":0},null,null,0,0,0,0,0,0]
[null,4135,173,6,{"$f":"Daten!I4164","v":0},{"$f":"Daten!J4164","v":0},null,null,0,0,0,0,0,0]
[null,4139,173,6,{"$f":"Daten!I4168","v":0},{"$f":"Daten!J4168","v":0},null,null,0,0,0,0,0,0]
[null,4142,173,6,{"$f":"Daten!I4171","v":0},{"$f":"Daten!J4171","v":0},null,null,0,0,0,0,0,0]
[null,4144,173,6,{"$f":"Daten!I4173","v":0},{"$f":"Daten!J4173","v":0},null,null,0,0,0,0,0,0]
[null,4147,173,6,{"$f":"Daten!I4176","v":0},{"$f":"Daten!J4176","v":0},null,null,0,0,0,0,0,0]
[null,4150,173,6,{"$f":"Daten!I4179","v":0},{"$f":"Daten!J4179","v":0},null,null,0,0,0,0,0,0]
[null,4153,174,6,{"$f":"Daten!I4182","v":0},{"$f":"Daten!J4182","v":0},null,null,0,0,0,0,0,0]
[null,4157,174,6,{"$f":"Daten!I4186","v":0},{"$f":"Daten!J4186","v":0},null,null,0,0,0,0,0,0]
[null,4160,174,6,{"$f":"Daten!I4189","v":0},{"$f":"Daten!J4189","v":0},null,null,0,0,0,0,0,0]
[null,4164,174,6,{"$f":"Daten!I4193","v":0},{"$f":"Daten!J4193","v":0},null,null,0,0,0,0,0,0]
[null,4165,174,6,{"$f":"Daten!I4194","v":0},{"$f":"Daten!J4194","v":0},null,null,0,0,0,0,0,0]
[null,4171,174,6,{"$f":"Daten!I4200","v":0},{"$f":"Daten!J4200","v":0},null,null,0,0,0,0,0,0]
[null,4172,174,6,{"$f":"Daten!I4201","v":0},{"$f":"Daten!J4201","v":0},null,null,0,0,0,0,0,0]
[null,4175,174,6,{"$f":"Daten!I4204","v":0},{"$f":"Daten!J4204","v":0},null,null,0,0,0,0,0,0]
[null,4178,175,6,{"$f":"Daten!I4207","v":0},{"$f":"Daten!J4207","v":0},null,null,0,0,0,0,0,0]
[null,4182,175,6,{"$f":"Daten!I4211","v":0},{"$f":"Daten!J4211","v":0},null,null,0,0,0,0,0,0]
[null,4185,175,6,{"$f":"Daten!I4214","v":0},{"$f":"Daten!J4214","v":0},null,null,0,0,0,0,0,0]
[null,4190,175,6,{"$f":"Daten!I4219","v":0},{"$f":"Daten!J4219","v":0},null,null,0,0,0,0,0,0]
[null,4193,175,6,{"$f":"Daten!I4222","v":0},{"$f":"Daten!J4222","v":0},null,null,0,0,0,0,0,0]
[null,4196,175,6,{"$f":"Daten!I4225","v":0},{"$f":"Daten!J4225","v":0},null,null,0,0,0,0,0,0]
[null,4197,175,6,{"$f":"Daten!I4226","v":0},{"$f":"Daten!J4226","v":0},null,null,0,0,0,0,0,0]
[null,4200,175,6,{"$f":"Daten!I4229","v":0},{"$f":"Daten!J4229","v":0},null,null,0,0,0,0,0,0]
[null,4204,176,6,{"$f":"Daten!I4233","v":0},{"$f":"Daten!J4233","v":0},null,null,0,0,0,0,0,0]
[null,4207,176,6,{"$f":"Daten!I4236","v":0},{"$f":"Daten!J4236","v":0},null,null,0,0,0,0,0,0]
[null,4210,176,6,{"$f":"Daten!I4239","v":0},{"$f":"Daten!J4239","v":0},null,null,0,0,0,0,0,0]
[null,4215,176,6,{"$f":"Daten!I4244","v":0},{"$f":"Daten!J4244","v":0},null,null,0,0,0,0,0,0]
[null,4218,176,6,{"$f":"Daten!I4247","v":0},{"$f":"Daten!J4247","v":0},null,null,0,0,0,0,0,0]
[null,4221,176,6,{"$f":"Daten!I4250","v":0},{"$f":"Daten!J4250","v":0},null,null,0,0,0,0,0,0]
[null,4222,176,6,{"$f":"Daten!I4251","v":0},{"$f":"Daten!J4251","v":0},null,null,0,0,0,0,0,0]
[null,4225,177,6,{"$f":"Daten!I4254","v":0},{"$f":"Daten!J4254","v":0},null,null,0,0,0,0,0,{"$f":"IF(L4241>0,I4241+L4241*Wirkungsgrad,I4241+L4241)","v":0}]
[null,4229,177,6,{"$f":"Daten!I4258","v":0},{"$f":"Daten!J4258","v":0},null,null,0,0,0,0,0,0]
[null,4232,177,6,{"$f":"Daten!I4261","v":0},{"$f":"Daten!J4261","v":0},null,null,0,0,0,0,0,0]
[null,4236,177,6,{"$f":"Daten!I4265","v":0},{"$f":"Daten!J4265","v":0},null,null,0,0,0,0,0,0]
[null,4240,177,6,{"$f":"Daten!I4269","v":0},{"$f":"Daten!J4269","v":0},null,null,0,0,0,0,0,0]
[null,4243,177,6,{"$f":"Daten!I4272","v":0},{"$f":"Daten!J4272","v":0},null,null,0,0,0,0,0,0]
[null,4244,177,6,{"$f":"Daten!I4273","v":0},{"$f":"Daten!J4273","v":0},null,null,0,0,0,0,0,0]
[null,4247,177,6,{"$f":"Daten!I4276","v":0},{"$f":"Daten!J4276","v":0},null,null,0,0,0,0,0,0]
[null,4250,178,6,{"$f":"Daten!I4279","v":0},{"$f":"Daten!J4279","v":0},null,null,0,0,0,0,0,0]
[null,4254,178,6,{"$f":"Daten!I4283","v":0},{"$f":"Daten!J4283","v":0},null,null,0,0,0,0,0,0]
[null,4257,178,6,{"$f":"Daten!I4286","v":0},{"$f":"Daten!J4286","v":0},null,null,0,0,0,0,0,0]
[null,4261,178,6,{"$f":"Daten!I4290","v":0},{"$f":"Daten!J4290","v":0},null,null,0,0,0,0,0,0]
[null,4265,178,6,{"$f":"Daten!I4294","v":0},{"$f":"Daten!J4294","v":0},null,null,0,0,0,0,0,0]
[null,4268,178,6,{"$f":"Daten!I4297","v":0},{"$f":"Daten!J4297","v":0},null,null,0,0,0,0,0,0]
[null,4269,178,6,{"$f":"Daten!I4298","v":0},{"$f":"Daten!J4298","v":0},null,null,0,0,0,0,0,0]
[null,4272,178,6,{"$f":"Daten!I4301","v":0},{"$f":"Daten!J4301","v":0},null,null,0,0,0,0,0,0]
[null,4275,179,6,{"$f":"Daten!I4304","v":0},{"$f":"Daten!J4304","v":0},null,null,0,0,0,0,0,0]
[null,4278,179,6,{"$f":"Daten!I4307","v":0},{"$f":"Daten!J4307","v":0},null,null,0,0,0,0,0,0]
[null,4283,179,6,{"$f":"Daten!I4312","v":0},{"$f":"Daten!J4312","v":0},null,null,0,0,0,0,0,0]
[null,4286,179,6,{"$f":"Daten!I4315","v":0},{"$f":"Daten!J4315","v":0},null,null,0,0,0,0,0,0]
[null,4290,{"$f":"CEILING(B4306/24,1)","v":179},{"$f":"MONTH(C4306)","v":6},{"$f":"Daten!I4319","v":0},{"$f":"Daten!J4319","v":0},null,null,0,{"$f":"MIN(E4306,F4306+I4306)","v":0},{"$f":"E4306-J4306","v":0},{"$f":"MIN((F4306-J4306),BatteriespeicherWh-I4306)","v":0},{"$f":"F4306-(J4306+L4306)","v":0},0]
[null,4293,179,6,{"$f":"Daten!I4322","v":0},{"$f":"Daten!J4322","v":0},null,null,0,0,0,0,0,0]
[null,4294,179,6,{"$f":"Daten!I4323","v":0},{"$f":"Daten!J4323","v":0},null,null,0,0,0,0,0,0]
[null,4297,180,6,{"$f":"Daten!I4326","v":0},{"$f":"Daten!J4326","v":0},null,null,0,0,0,0,0,0]
[null,4300,180,6,{"$f":"Daten!I4329","v":0},{"$f":"Daten!J4329","v":0},null,null,0,0,0,0,0,0]
[null,4303,180,6,{"$f":"Daten!I4332","v":0},{"$f":"Daten!J4332","v":0},null,null,0,0,0,0,0,0]
[null,4308,180,6,{"$f":"Daten!I4337","v":0},{"$f":"Daten!J4337","v":0},null,null,0,0,0,0,0,0]
[null,4312,180,6,{"$f":"Daten!I4341","v":0},{"$f":"Daten!J4341","v":0},null,null,0,0,0,0,0,0]
[null,4315,180,6,{"$f":"Daten!I4344","v":0},{"$f":"Daten!J4344","v":0},null,null,0,0,0,0,0,0]
[null,4318,180,6,{"$f":"Daten!I4347","v":0},{"$f":"Daten!J4347","v":0},null,null,0,0,0,0,0,0]
[null,4319,180,6,{"$f":"Daten!I4348","v":0},{"$f":"Daten!J4348","v":0},null,null,0,0,0,0,0,0]
[null,4322,181,6,{"$f":"Daten!I4351","v":0},{"$f":"Daten!J4351","v":0},null,null,0,0,0,0,0,0]
[null,4328,181,6,{"$f":"Daten!I4357","v":0},{"$f":"Daten!J4357","v":0},null,null,0,0,0,0,0,0]
[null,4330,181,6,{"$f":"Daten!I4359","v":0},{"$f":"Daten!J4359","v":0},null,null,0,0,0,0,0,0]
[null,4333,181,6,{"$f":"Daten!I4362","v":0},{"$f":"Daten!J4362","v":0},null,null,0,0,0,0,0,0]
[null,4337,181,6,{"$f":"Daten!I4366","v":0},{"$f":"Daten!J4366","v":0},null,null,0,0,0,0,0,0]
[null,4340,181,6,{"$f":"Daten!I4369","v":0},{"$f":"Daten!J4369","v":0},null,null,0,0,0,0,0,0]
[null,4343,181,6,{"$f":"Daten!I4372","v":0},{"$f":"Daten!J4372","v":0},null,null,0,0,0,0,0,0]
[null,4344,181,6,{"$f":"Daten!I4373","v":0},{"$f":"Daten!J4373","v":0},null,null,0,0,0,0,0,0]
[null,4349,182,6,{"$f":"Daten!I4378","v":0},{"$f":"Daten!J4378","v":0},null,null,0,0,0,0,0,0]
[null,4352,182,6,{"$f":"Daten!I4381","v":0},{"$f":"Daten!J4381","v":0},null,null,0,0,0,0,0,0]
[null,4355,182,6,{"$f":"Daten!I4384","v":0},{"$f":"Daten!J4384","v":0},null,null,{"$f":"N4370","v":0},0,0,0,0,0]
[null,4358,182,6,{"$f":"Daten!I4387","v":0},{"$f":"Daten!J4387","v":0},null,null,0,0,0,0,0,0]
[null,4362,182,6,{"$f":"Daten!I4391","v":0},{"$f":"Daten!J4391","v":0},null,null,0,0,0,0,0,0]
[null,4365,182,6,{"$f":"Daten!I4394","v":0},{"$f":"Daten!J4394","v":0},null,null,0,0,0,0,0,0]
[null,4368,182,6,{"$f":"Daten!I4397","v":0},{"$f":"Daten!J4397","v":0},null,null,0,0,0,0,0,0]
[null,4370,183,7,{"$f":"Daten!I4399","v":0},{"$f":"Daten!J4399","v":0},null,null,0,0,0,0,0,0]
[null,4373,183,7,{"$f":"Daten!I4402","v":0},{"$f":"Daten!J4402","v":0},null,null,0,0,0,0,0,0]
[null,4377,183,7,{"$f":"Daten!I4406","v":0},{"$f":"Daten!J4406","v":0},null,null,0,0,0,0,0,0]
[null,4380,183,7,{"$f":"Daten!I4409","v":0},{"$f":"Daten!J4409","v":0},null,null,0,0,0,0,0,0]
[null,4383,183,7,{"$f":"Daten!I4412","v":0},{"$f":"Daten!J4412","v":0},null,null,0,0,0,0,0,0]
[null,4387,183,7,{"$f":"Daten!I4416","v":0},{"$f":"Daten!J4416","v":0},null,null,0,0,0,0,0,0]
[null,4390,183,7,{"$f":"Daten!I4419","v":0},{"$f":"Daten!J4419","v":0},null,null,0,0,0,0,0,0]
[null,4393,184,7,{"$f":"Daten!I4422","v":0},{"$f":"Daten!J4422","v":0},null,null,0,0,0,0,0,0]
[null,4395,184,7,{"$f":"Daten!I4424","v":0},{"$f":"Daten!J4424","v":0},null,null,0,0,0,0,0,0]
[null,4398,184,7,{"$f":"Daten!I4427","v":0},{"$f":"Daten!J4427","v":0},null,null,0,0,0,0,0,0]
[null,4402,184,7,{"$f":"Daten!I4431","v":0},{"$f":"Daten!J4431","v":0},null,null,0,0,0,0,0,0]
[null,4405,184,7,{"$f":"Daten!I4434","v":0},{"$f":"Daten!J4434","v":0},null,null,0,0,0,0,0,0]
[null,4408,184,7,{"$f":"Daten!I4437","v":0},{"$f":"Daten!J4437","v":0},null,null,0,0,0,0,0,0]
[null,4412,184,7,{"$f":"Daten!I4441","v":0},{"$f":"Daten!J4441","v":0},null,null,0,0,0,0,0,0]
[null,4415,184,7,{"$f":"Daten!I4444","v":0},{"$f":"Daten!J4444","v":0},null,null,0,0,0,0,0,0]
[null,4416,184,7,{"$f":"Daten!I4445","v":0},{"$f":"Daten!J4445","v":0},null,null,0,0,0,0,0,0]
[null,4420,185,7,{"$f":"Daten!I4449","v":0},{"$f":"Daten!J4449","v":0},null,null,0,0,0,0,0,0]
[null,4423,185,7,{"$f":"Daten!I4452","v":0},{"$f":"Daten!J4452","v":0},null,null,0,0,0,0,0,0]
[null,4427,185,7,{"$f":"Daten!I4456","v":0},{"$f":"Daten!J4456","v":0},null,null,0,0,0,0,0,0]
[null,4430,185,7,{"$f":"Daten!I4459","v":0},{"$f":"Daten!J4459","v":0},null,null,0,0,0,0,0,0]
[null,4433,185,7,{"$f":"Daten!I4462","v":0},{"$f":"Daten!J4462","v":0},null,null,0,0,0,0,0,0]
[null,4437,185,7,{"$f":"Daten!I4466","v":0},{"$f":"Daten!J4466","v":0},null,null,0,0,0,0,0,0]
[null,4441,186,7,{"$f":"Daten!I4470","v":0},{"$f":"Daten!J4470","v":0},null,null,0,0,0,0,0,0]
[null,4442,186,7,{"$f":"Daten!I4471","v":0},{"$f":"Daten!J4471","v":0},null,null,0,0,0,0,0,0]
[null,4445,186,7,{"$f":"Daten!I4474","v":0},{"$f":"Daten!J4474","v":0},null,null,0,0,0,0,0,0]
[null,4448,186,7,{"$f":"Daten!I4477","v":0},{"$f":"Daten!J4477","v":0},null,null,0,0,0,0,0,0]
[null,4452,186,7,{"$f":"Daten!I4481","v":0},{"$f":"Daten!J4481","v":0},null,null,0,0,0,0,0,0]
[null,4455,186,7,{"$f":"Daten!I4484","v":0},{"$f":"Daten!J4484","v":0},null,null,0,0,0,0,0,0]
[null,4458,186,7,{"$f":"Daten!I4487","v":0},{"$f":"Daten!J4487","v":0},null,null,0,0,0,0,0,0]
[null,4462,186,7,{"$f":"Daten!I4491","v":0},{"$f":"Daten!J4491","v":0},null,null,0,0,0,0,0,0]
[null,4466,187,7,{"$f":"Daten!I4495","v":0},{"$f":"Daten!J4495","v":0},null,null,0,0,0,0,0,0]
[null,4467,187,7,{"$f":"Daten!I4496","v":0},{"$f":"Daten!J4496","v":0},null,null,0,0,0,0,0,0]
[null,4470,187,7,{"$f":"Daten!I4499","v":0},{"$f":"Daten!J4499","v":0},null,null,0,0,0,0,0,0]
[null,4473,187,7,{"$f":"Daten!I4502","v":0},{"$f":"Daten!J4502","v":0},null,null,0,0,0,0,0,0]
[null,4477,187,7,{"$f":"Daten!I4506","v":0},{"$f":"Daten!J4506","v":0},null,null,0,0,0,0,0,0]
[null,4480,187,7,{"$f":"Daten!I4509","v":0},{"$f":"Daten!J4509","v":0},null,null,0,0,0,0,0,0]
[null,4484,187,7,{"$f":"Daten!I4513","v":0},{"$f":"Daten!J4513","v":0},null,null,0,0,0,0,0,0]
[null,4487,187,7,{"$f":"Daten!I4516","v":0},{"$f":"Daten!J4516","v":0},null,null,0,0,0,0,0,0]
[null,4491,188,7,{"$f":"Daten!I4520","v":0},{"$f":"Daten!J4520","v":0},null,null,0,0,0,0,0,0]
[null,4492,188,7,{"$f":"Daten!I4521","v":0},{"$f":"Daten!J4521","v":0},null,null,0,0,0,0,0,0]
[null,4495,188,7,{"$f":"Daten!I4524","v":0},{"$f":"Daten!J4524","v":0},null,null,0,0,0,0,0,0]
[null,4498,188,7,{"$f":"Daten!I4527","v":0},{"$f":"Daten!J4527","v":0},null,null,0,0,0,0,0,0]
[null,4502,188,7,{"$f":"Daten!I4531","v":0},{"$f":"Daten!J4531","v":0},null,null,0,0,0,0,0,0]
[null,4505,188,7,{"$f":"Daten!I4534","v":0},{"$f":"Daten!J4534","v":0},null,null,0,0,0,0,0,0]
[null,4508,188,7,{"$f":"Daten!I4537","v":0},{"$f":"Daten!J4537","v":0},null,null,0,0,0,0,0,0]
[null,4513,189,7,{"$f":"Daten!I4542","v":0},{"$f":"Daten!J4542","v":0},null,null,0,0,0,0,0,0]
[null,4516,189,7,{"$f":"Daten!I4545","v":0},{"$f":"Daten!J4545","v":0},null,null,0,0,0,0,0,0]
[null,4517,189,7,{"$f":"Daten!I4546","v":0},{"$f":"Daten!J4546","v":0},null,null,0,0,0,0,0,0]
[null,4520,189,7,{"$f":"Daten!I4549","v":0},{"$f":"Daten!J4549","v":0},null,null,0,0,0,0,0,0]
[null,4524,189,7,{"$f":"Daten!I4553","v":0},{"$f":"Daten!J4553","v":0},null,null,0,0,0,0,0,0]
[null,4527,189,7,{"$f":"Daten!I4556","v":0},{"$f":"Daten!J4556","v":0},null,null,0,0,0,0,0,0]
[null,4529,189,7,{"$f":"Daten!I4558","v":0},{"$f":"Daten!J4558","v":0},null,null,0,0,0,0,0,0]
[null,4535,189,7,{"$f":"Daten!I4564","v":0},{"$f":"Daten!J4564","v":0},null,null,0,0,0,0,0,0]
[null,4538,190,7,{"$f":"Daten!I4567","v":0},{"$f":"Daten!J4567","v":0},null,null,0,0,0,0,0,0]
[null,4541,190,7,{"$f":"Daten!I4570","v":0},{"$f":"Daten!J4570","v":0},null,null,0,0,0,0,0,0]
[null,4542,190,7,{"$f":"Daten!I4571","v":0},{"$f":"Daten!J4571","v":0},null,null,0,0,0,0,0,0]
[null,4545,190,7,{"$f":"Daten!I4574","v":0},{"$f":"Daten!J4574","v":0},null,null,0,0,0,0,0,{"$f":"IF(L4561>0,I4561+L4561*Wirkungsgrad,I4561+L4561)","v":0}]
[null,4549,190,7,{"$f":"Daten!I4578","v":0},{"$f":"Daten!J4578","v":0},null,null,0,0,0,0,0,0]
[null,4554,190,7,{"$f":"Daten!I4583","v":0},{"$f":"Daten!J4583","v":0},null,null,0,0,0,0,0,0]
[null,4556,190,7,{"$f":"Daten!I4585","v":0},{"$f":"Daten!J4585","v":0},null,null,0,0,0,0,0,0]
[null,4560,190,7,{"$f":"Daten!I4589","v":0},{"$f":"Daten!J4589","v":0},null,null,0,0,0,0,0,0]
[null,4563,191,7,{"$f":"Daten!I4592","v":0},{"$f":"Daten!J4592","v":0},null,null,0,0,0,0,0,0]
[null,4566,191,7,{"$f":"Daten!I4595","v":0},{"$f":"Daten!J4595","v":0},null,null,0,0,0,0,0,0]
[null,4567,191,7,{"$f":"Daten!I4596","v":0},{"$f":"Daten!J4596","v":0},null,null,0,0,0,0,0,0]
[null,4570,191,7,{"$f":"Daten!I4599","v":0},{"$f":"Daten!J4599","v":0},null,null,0,0,0,0,0,0]
[null,4574,191,7,{"$f":"Daten!I4603","v":0},{"$f":"Daten!J4603","v":0},null,null,0,0,0,0,0,0]
[null,4579,191,7,{"$f":"Daten!I4608","v":0},{"$f":"Daten!J4608","v":0},null,null,0,0,0,0,0,0]
[null,4581,191,7,{"$f":"Daten!I4610","v":0},{"$f":"Daten!J4610","v":0},null,null,0,0,0,0,0,0]
[null,4585,192,7,{"$f":"Daten!I4614","v":0},{"$f":"Daten!J4614","v":0},null,null,0,0,0,0,0,0]
[null,4588,192,7,{"$f":"Daten!I4617","v":0},{"$f":"Daten!J4617","v":0},null,null,0,0,0,0,0,0]
[null,4589,192,7,{"$f":"Daten!I4618","v":0},{"$f":"Daten!J4618","v":0},null,null,0,0,0,0,0,0]
[null,4592,192,7,{"$f":"Daten!I4621","v":0},{"$f":"Daten!J4621","v":0},null,null,0,0,0,0,0,0]
[null,4595,192,7,{"$f":"Daten!I4624","v":0},{"$f":"Daten!J4624","v":0},null,null,0,0,0,0,0,0]
[null,4600,192,7,{"$f":"Daten!I4629","v":0},{"$f":"Daten!J4629","v":0},null,null,0,0,0,0,0,0]
[null,4603,192,7,{"$f":"Daten!I4632","v":0},{"$f":"Daten!J4632","v":0},null,null,0,0,0,0,0,0]
[null,4606,192,7,{"$f":"Daten!I4635","v":0},{"$f":"Daten!J4635","v":0},null,null,0,0,0,0,0,0]
[null,4610,{"$f":"CEILING(B4626/24,1)","v":193},{"$f":"MONTH(C4626)","v":7},{"$f":"Daten!I4639","v":0},{"$f":"Daten!J4639","v":0},null,null,0,{"$f":"MIN(E4626,F4626+I4626)","v":0},{"$f":"E4626-J4626","v":0},{"$f":"MIN((F4626-J4626),BatteriespeicherWh-I4626)","v":0},{"$f":"F4626-(J4626+L4626)","v":0},0]
[null,4613,193,7,{"$f":"Daten!I4642","v":0},{"$f":"Daten!J4642","v":0},null,null,0,0,0,0,0,0]
[null,4614,193,7,{"$f":"Daten!I4643","v":0},{"$f":"Daten!J4643","v":0},null,null,0,0,0,0,0,0]
[null,4617,193,7,{"$f":"Daten!I4646","v":0},{"$f":"Daten!J4646","v":0},null,null,0,0,0,0,0,0]
[null,4621,193,7,{"$f":"Daten!I4650","v":0},{"$f":"Daten!J4650","v":0},null,null,0,0,0,0,0,0]
[null,4625,193,7,{"$f":"Daten!I4654","v":0},{"$f":"Daten!J4654","v":0},null,null,0,0,0,0,0,0]
[null,4628,193,7,{"$f":"Daten!I4657","v":0},{"$f":"Daten!J4657","v":0},null,null,0,0,0,0,0,0]
[null,4631,193,7,{"$f":"Daten!I4660","v":0},{"$f":"Daten!J4660","v":0},null,null,0,0,0,0,0,0]
[null,4635,194,7,{"$f":"Daten!I4664","v":0},{"$f":"Daten!J4664","v":0},null,null,0,0,0,0,0,0]
[null,4638,194,7,{"$f":"Daten!I4667","v":0},{"$f":"Daten!J4667","v":0},null,null,0,0,0,0,0,0]
[null,4639,194,7,{"$f":"Daten!I4668","v":0},{"$f":"Daten!J4668","v":0},null,null,0,0,0,0,0,0]
[null,4642,194,7,{"$f":"Daten!I4671","v":0},{"$f":"Daten!J4671","v":0},null,null,0,0,0,0,0,0]
[null,4646,194,7,{"$f":"Daten!I4675","v":0},{"$f":"Daten!J4675","v":0},null,null,0,0,0,0,0,0]
[null,4650,194,7,{"$f":"Daten!I4679","v":0},{"$f":"Daten!J4679","v":0},null,null,0,0,0,0,0,0]
[null,4653,194,7,{"$f":"Daten!I4682","v":0},{"$f":"Daten!J4682","v":0},null,null,0,0,0,0,0,0]
[null,4657,195,7,{"$f":"Daten!I4686","v":0},{"$f":"Daten!J4686","v":0},null,null,0,0,0,0,0,0]
[null,4660,195,7,{"$f":"Daten!I4689","v":0},{"$f":"Daten!J4689","v":0},null,null,0,0,0,0,0,0]
[null,4663,195,7,{"$f":"Daten!I4692","v":0},{"$f":"Daten!J4692","v":0},null,null,0,0,0,0,0,0]
[null,4664,195,7,{"$f":"Daten!I4693","v":0},{"$f":"Daten!J4693","v":0},null,null,0,0,0,0,0,0]
[null,4667,195,7,{"$f":"Daten!I4696","v":0},{"$f":"Daten!J4696","v":0},null,null,0,0,0,0,0,0]
[null,4671,195,7,{"$f":"Daten!I4700","v":0},{"$f":"Daten!J4700","v":0},null,null,0,0,0,0,0,0]
[null,4675,195,7,{"$f":"Daten!I4704","v":0},{"$f":"Daten!J4704","v":0},null,null,{"$f":"N4690","v":0},0,0,0,0,0]
[null,4678,195,7,{"$f":"Daten!I4707","v":0},{"$f":"Daten!J4707","v":0},null,null,0,0,0,0,0,0]
[null,4682,196,7,{"$f":"Daten!I4711","v":0},{"$f":"Daten!J4711","v":0},null,null,0,0,0,0,0,0]
[null,4685,196,7,{"$f":"Daten!I4714","v":0},{"$f":"Daten!J4714","v":0},null,null,0,0,0,0,0,0]
[null,4688,196,7,{"$f":"Daten!I4717","v":0},{"$f":"Daten!J4717","v":0},null,null,0,0,0,0,0,0]
[null,4692,196,7,{"$f":"Daten!I4721","v":0},{"$f":"Daten!J4721","v":0},null,null,0,0,0,0,0,0]
[null,4693,196,7,{"$f":"Daten!I4722","v":0},{"$f":"Daten!J4722","v":0},null,null,0,0,0,0,0,0]
[null,4697,196,7,{"$f":"Daten!I4726","v":0},{"$f":"Daten!J4726","v":0},null,null,0,0,0,0,0,0]
[null,4700,196,7,{"$f":"Daten!I4729","v":0},{"$f":"Daten!J4729","v":0},null,null,0,0,0,0,0,0]
[null,4703,196,7,{"$f":"Daten!I4732","v":0},{"$f":"Daten!J4732","v":0},null,null,0,0,0,0,0,0]
[null,4707,197,7,{"$f":"Daten!I4736","v":0},{"$f":"Daten!J4736","v":0},null,null,0,0,0,0,0,0]
[null,4710,197,7,{"$f":"Daten!I4739","v":0},{"$f":"Daten!J4739","v":0},null,null,0,0,0,0,0,0]
[null,4713,197,7,{"$f":"Daten!I4742","v":0},{"$f":"Daten!J4742","v":0},null,null,0,0,0,0,0,0]
[null,4715,197,7,{"$f":"Daten!I4744","v":0},{"$f":"Daten!J4744","v":0},null,null,0,0,0,0,0,0]
[null,4718,197,7,{"$f":"Daten!I4747","v":0},{"$f":"Daten!J4747","v":0},null,null,0,0,0,0,0,0]
[null,4722,197,7,{"$f":"Daten!I4751","v":0},{"$f":"Daten!J4751","v":0},null,null,0,0,0,0,0,0]
[null,4725,197,7,{"$f":"Daten!I4754","v":0},{"$f":"Daten!J4754","v":0},null,null,0,0,0,0,0,0]
[null,4728,197,7,{"$f":"Daten!I4757","v":0},{"$f":"Daten!J4757","v":0},null,null,0,0,0,0,0,0]
[null,4732,198,7,{"$f":"Daten!I4761","v":0},{"$f":"Daten!J4761","v":0},null,null,0,0,0,0,0,0]
[null,4734,198,7,{"$f":"Daten!I4763","v":0},{"$f":"Daten!J4763","v":0},null,null,0,0,0,0,0,0]
[null,4739,198,7,{"$f":"Daten!I4768","v":0},{"$f":"Daten!J4768","v":0},null,null,{"$f":"N4754","v":0},0,0,0,0,0]
[null,4740,198,7,{"$f":"Daten!I4769","v":0},{"$f":"Daten!J4769","v":0},null,null,0,0,0,0,0,0]
[null,4743,198,7,{"$f":"Daten!I4772","v":0},{"$f":"Daten!J4772","v":0},null,null,0,0,0,0,0,0]
[null,4747,198,7,{"$f":"Daten!I4776","v":0},{"$f":"Daten!J4776","v":0},null,null,0,0,0,0,0,0]
[null,4750,198,7,{"$f":"Daten!I4779","v":0},{"$f":"Daten!J4779","v":0},null,null,0,0,0,0,0,0]
[null,4753,199,7,{"$f":"Daten!I4782","v":0},{"$f":"Daten!J4782","v":0},null,null,0,0,0,0,0,0]
[null,4757,199,7,{"$f":"Daten!I4786","v":0},{"$f":"Daten!J4786","v":0},null,null,0,0,0,0,0,0]
[null,4759,199,7,{"$f":"Daten!I4788","v":0},{"$f":"Daten!J4788","v":0},null,null,0,0,0,0,0,0]
[null,4762,199,7,{"$f":"Daten!I4791","v":0},{"$f":"Daten!J4791","v":0},null,null,0,0,0,0,0,0]
[null,4765,199,7,{"$f":"Daten!I4794","v":0},{"$f":"Daten!J4794","v":0},null,null,0,0,0,0,0,0]
[null,4768,199,7,{"$f":"Daten!I4797","v":0},{"$f":"Daten!J4797","v":0},null,null,0,0,0,0,0,0]
[null,4772,199,7,{"$f":"Daten!I4801","v":0},{"$f":"Daten!J4801","v":0},null,null,0,0,0,0,0,0]
[null,4775,199,7,{"$f":"Daten!I4804","v":0},{"$f":"Daten!J4804","v":0},null,null,0,0,0,0,0,0]
[null,4778,200,7,{"$f":"Daten!I4807","v":0},{"$f":"Daten!J4807","v":0},null,null,0,0,0,0,0,0]
[null,4780,200,7,{"$f":"Daten!I4809","v":0},{"$f":"Daten!J4809","v":0},null,null,0,0,0,0,0,0]
[null,4786,200,7,{"$f":"Daten!I4815","v":0},{"$f":"Daten!J4815","v":0},null,null,0,0,0,0,0,0]
[null,4787,200,7,{"$f":"Daten!I4816","v":0},{"$f":"Daten!J4816","v":0},null,null,0,0,0,0,0,0]
[null,4790,200,7,{"$f":"Daten!I4819","v":0},{"$f":"Daten!J4819","v":0},null,null,0,0,0,0,0,0]
[null,4793,200,7,{"$f":"Daten!I4822","v":0},{"$f":"Daten!J4822","v":0},null,null,0,0,0,0,0,0]
[null,4797,200,7,{"$f":"Daten!I4826","v":0},{"$f":"Daten!J4826","v":0},null,null,0,0,0,0,0,0]
[null,4800,200,7,{"$f":"Daten!I4829","v":0},{"$f":"Daten!J4829","v":0},null,null,0,0,0,0,0,0]
[null,4805,201,7,{"$f":"Daten!I4834","v":0},{"$f":"Daten!J4834","v":0},null,null,0,0,0,0,0,0]
[null,4808,201,7,{"$f":"Daten!I4837","v":0},{"$f":"Daten!J4837","v":0},null,null,0,0,0,0,0,0]
[null,4811,201,7,{"$f":"Daten!I4840","v":0},{"$f":"Daten!J4840","v":0},null,null,0,0,0,0,0,0]
[null,4812,201,7,{"$f":"Daten!I4841","v":0},{"$f":"Daten!J4841","v":0},null,null,0,0,0,0,0,0]
[null,4815,201,7,{"$f":"Daten!I4844","v":0},{"$f":"Daten!J4844","v":0},null,null,0,0,0,0,0,0]
[null,4818,201,7,{"$f":"Daten!I4847","v":0},{"$f":"Daten!J4847","v":0},null,null,0,0,0,0,0,0]
[null,4822,201,7,{"$f":"Daten!I4851","v":0},{"$f":"Daten!J4851","v":0},null,null,0,0,0,0,0,0]
[null,4826,202,7,{"$f":"Daten!I4855","v":0},{"$f":"Daten!J4855","v":0},null,null,0,0,0,0,0,0]
[null,4830,202,7,{"$f":"Daten!I4859","v":0},{"$f":"Daten!J4859","v":0},null,null,0,0,0,0,0,0]
[null,4833,202,7,{"$f":"Daten!I4862","v":0},{"$f":"Daten!J4862","v":0},null,null,0,0,0,0,0,0]
[null,4836,202,7,{"$f":"Daten!I4865","v":0},{"$f":"Daten!J4865","v":0},null,null,0,0,0,0,0,0]
[null,4837,202,7,{"$f":"Daten!I4866","v":0},{"$f":"Daten!J4866","v":0},null,null,0,0,0,0,0,0]
[null,4840,202,7,{"$f":"Daten!I4869","v":0},{"$f":"Daten!J4869","v":0},null,null,0,0,0,0,0,0]
[null,4843,202,7,{"$f":"Daten!I4872","v":0},{"$f":"Daten!J4872","v":0},null,null,0,0,0,0,0,0]
[null,4847,202,7,{"$f":"Daten!I4876","v":0},{"$f":"Daten!J4876","v":0},null,null,0,0,0,0,0,0]
[null,4851,203,7,{"$f":"Daten!I4880","v":0},{"$f":"Daten!J4880","v":0},null,null,0,0,0,0,0,0]
[null,4855,203,7,{"$f":"Daten!I4884","v":0},{"$f":"Daten!J4884","v":0},null,null,0,0,0,0,0,0]
[null,4858,203,7,{"$f":"Daten!I4887","v":0},{"$f":"Daten!J4887","v":0},null,null,0,0,0,0,0,0]
[null,4861,203,7,{"$f":"Daten!I4890","v":0},{"$f":"Daten!J4890","v":0},null,null,0,0,0,0,0,0]
[null,4862,203,7,{"$f":"Daten!I4891","v":0},{"$f":"Daten!J4891","v":0},null,null,0,0,0,0,0,0]
[null,4865,203,7,{"$f":"Daten!I4894","v":0},{"$f":"Daten!J4894","v":0},null,null,0,0,0,0,0,{"$f":"IF(L4881>0,I4881+L4881*Wirkungsgrad,I4881+L4881)","v":0}]
[null,4869,203,7,{"$f":"Daten!I4898","v":0},{"$f":"Daten!J4898","v":0},null,null,0,0,0,0,0,0]
[null,4872,203,7,{"$f":"Daten!I4901","v":0},{"$f":"Daten!J4901","v":0},null,null,0,0,0,0,0,0]
[null,4876,204,7,{"$f":"Daten!I4905","v":0},{"$f":"Daten!J4905","v":0},null,null,0,0,0,0,0,0]
[null,4880,204,7,{"$f":"Daten!I4909","v":0},{"$f":"Daten!J4909","v":0},null,null,0,0,0,0,0,0]
[null,4883,204,7,{"$f":"Daten!I4912","v":0},{"$f":"Daten!J4912","v":0},null,null,0,0,0,0,0,0]
[null,4886,204,7,{"$f":"Daten!I4915","v":0},{"$f":"Daten!J4915","v":0},null,null,0,0,0,0,0,0]
[null,4887,204,7,{"$f":"Daten!I4916","v":0},{"$f":"Daten!J4916","v":0},null,null,0,0,0,0,0,0]
[null,4890,204,7,{"$f":"Daten!I4919","v":0},{"$f":"Daten!J4919","v":0},null,null,0,0,0,0,0,0]
[null,4893,204,7,{"$f":"Daten!I4922","v":0},{"$f":"Daten!J4922","v":0},null,null,0,0,0,0,0,0]
[null,4898,205,7,{"$f":"Daten!I4927","v":0},{"$f":"Daten!J4927","v":0},null,null,0,0,0,0,0,0]
[null,4901,205,7,{"$f":"Daten!I4930","v":0},{"$f":"Daten!J4930","v":0},null,null,0,0,0,0,0,0]
[null,4905,205,7,{"$f":"Daten!I4934","v":0},{"$f":"Daten!J4934","v":0},null,null,0,0,0,0,0,0]
[null,4908,205,7,{"$f":"Daten!I4937","v":0},{"$f":"Daten!J4937","v":0},null,null,0,0,0,0,0,0]
[null,4911,205,7,{"$f":"Daten!I4940","v":0},{"$f":"Daten!J4940","v":0},null,null,0,0,0,0,0,0]
[null,4912,205,7,{"$f":"Daten!I4941","v":0},{"$f":"Daten!J4941","v":0},null,null,0,0,0,0,0,0]
[null,4918,205,7,{"$f":"Daten!I4947","v":0},{"$f":"Daten!J4947","v":0},null,null,0,0,0,0,0,0]
[null,4920,205,7,{"$f":"Daten!I4949","v":0},{"$f":"Daten!J4949","v":0},null,null,0,0,0,0,0,0]
[null,4923,206,7,{"$f":"Daten!I4952","v":0},{"$f":"Daten!J4952","v":0},null,null,0,0,0,0,0,0]
[null,4926,206,7,{"$f":"Daten!I4955","v":0},{"$f":"Daten!J4955","v":0},null,null,0,0,0,0,0,0]
[null,4930,{"$f":"CEILING(B4946/24,1)","v":206},{"$f":"MONTH(C4946)","v":7},{"$f":"Daten!I4959","v":0},{"$f":"Daten!J4959","v":0},null,null,0,{"$f":"MIN(E4946,F4946+I4946)","v":0},{"$f":"E4946-J4946","v":0},{"$f":"MIN((F4946-J4946),BatteriespeicherWh-I4946)","v":0},{"$f":"F4946-(J4946+L4946)","v":0},0]
[null,4933,206,7,{"$f":"Daten!I4962","v":0},{"$f":"Daten!J4962","v":0},null,null,0,0,0,0,0,0]
[null,4934,206,7,{"$f":"Daten!I4963","v":0},{"$f":"Daten!J4963","v":0},null,null,0,0,0,0,0,0]
[null,4937,206,7,{"$f":"Daten!I4966","v":0},{"$f":"Daten!J4966","v":0},null,null,0,0,0,0,0,0]
[null,4943,206,7,{"$f":"Daten!I4972","v":0},{"$f":"Daten!J4972","v":0},null,null,0,0,0,0,0,0]
[null,4945,207,7,{"$f":"Daten!I4974","v":0},{"$f":"Daten!J4974","v":0},null,null,0,0,0,0,0,0]
[null,4948,207,7,{"$f":"Daten!I4977","v":0},{"$f":"Daten!J4977","v":0},null,null,0,0,0,0,0,0]
[null,4951,207,7,{"$f":"Daten!I4980","v":0},{"$f":"Daten!J4980","v":0},null,null,0,0,0,0,0,0]
[null,4955,207,7,{"$f":"Daten!I4984","v":0},{"$f":"Daten!J4984","v":0},null,null,0,0,0,0,0,0]
[null,4958,207,7,{"$f":"Daten!I4987","v":0},{"$f":"Daten!J4987","v":0},null,null,0,0,0,0,0,0]
[null,4959,207,7,{"$f":"Daten!I4988","v":0},{"$f":"Daten!J4988","v":0},null,null,0,0,0,0,0,0]
[null,4964,207,7,{"$f":"Daten!I4993","v":0},{"$f":"Daten!J4993","v":0},null,null,0,0,0,0,0,0]
[null,4966,207,7,{"$f":"Daten!I4995","v":0},{"$f":"Daten!J4995","v":0},null,null,0,0,0,0,0,0]
[null,4970,208,7,{"$f":"Daten!I4999","v":0},{"$f":"Daten!J4999","v":0},null,null,0,0,0,0,0,0]
[null,4973,208,7,{"$f":"Daten!I5002","v":0},{"$f":"Daten!J5002","v":0},null,null,0,0,0,0,0,0]
[null,4977,208,7,{"$f":"Daten!I5006","v":0},{"$f":"Daten!J5006","v":0},null,null,0,0,0,0,0,0]
[null,4980,208,7,{"$f":"Daten!I5009","v":0},{"$f":"Daten!J5009","v":0},null,null,0,0,0,0,0,0]
[null,4983,208,7,{"$f":"Daten!I5012","v":0},{"$f":"Daten!J5012","v":0},null,null,0,0,0,0,0,0]
[null,4985,208,7,{"$f":"Daten!I5014","v":0},{"$f":"Daten!J5014","v":0},null,null,0,0,0,0,0,0]
[null,4988,208,7,{"$f":"Daten!I5017","v":0},{"$f":"Daten!J5017","v":0},null,null,0,0,0,0,0,0]
[null,4991,208,7,{"$f":"Daten!I5020","v":0},{"$f":"Daten!J5020","v":0},null,null,0,0,0,0,0,0]
[null,4995,209,7,{"$f":"Daten!I5024","v":0},{"$f":"Daten!J5024","v":0},null,null,{"$f":"N5010","v":0},0,0,0,0,0]
[null,4998,209,7,{"$f":"Daten!I5027","v":0},{"$f":"Daten!J5027","v":0},null,null,0,0,0,0,0,0]
[null,5002,209,7,{"$f":"Daten!I5031","v":0},{"$f":"Daten!J5031","v":0},null,null,0,0,0,0,0,0]
[null,5005,209,7,{"$f":"Daten!I5034","v":0},{"$f":"Daten!J5034","v":0},null,null,0,0,0,0,0,0]
[null,5006,209,7,{"$f":"Daten!I5035","v":0},{"$f":"Daten!J5035","v":0},null,null,0,0,0,0,0,0]
[null,5010,209,7,{"$f":"Daten!I5039","v":0},{"$f":"Daten!J5039","v":0},null,null,0,0,0,0,0,0]
[null,5013,209,7,{"$f":"Daten!I5042","v":0},{"$f":"Daten!J5042","v":0},null,null,0,0,0,0,0,0]
[null,5016,209,7,{"$f":"Daten!I5045","v":0},{"$f":"Daten!J5045","v":0},null,null,0,0,0,0,0,0]
[null,5020,210,7,{"$f":"Daten!I5049","v":0},{"$f":"Daten!J5049","v":0},null,null,0,0,0,0,0,0]
[null,5023,210,7,{"$f":"Daten!I5052","v":0},{"$f":"Daten!J5052","v":0},null,null,0,0,0,0,0,0]
[null,5027,210,7,{"$f":"Daten!I5056","v":0},{"$f":"Daten!J5056","v":0},null,null,0,0,0,0,0,0]
[null,5030,210,7,{"$f":"Daten!I5059","v":0},{"$f":"Daten!J5059","v":0},null,null,0,0,0,0,0,0]
[null,5031,210,7,{"$f":"Daten!I5060","v":0},{"$f":"Daten!J5060","v":0},null,null,0,0,0,0,0,0]
[null,5035,210,7,{"$f":"Daten!I5064","v":0},{"$f":"Daten!J5064","v":0},null,null,0,0,0,0,0,0]
[null,5038,210,7,{"$f":"Daten!I5067","v":0},{"$f":"Daten!J5067","v":0},null,null,0,0,0,0,0,0]
[null,5042,211,7,{"$f":"Daten!I5071","v":0},{"$f":"Daten!J5071","v":0},null,null,0,0,0,0,0,0]
[null,5045,211,7,{"$f":"Daten!I5074","v":0},{"$f":"Daten!J5074","v":0},null,null,0,0,0,0,0,0]
[null,5048,211,7,{"$f":"Daten!I5077","v":0},{"$f":"Daten!J5077","v":0},null,null,0,0,0,0,0,0]
[null,5052,211,7,{"$f":"Daten!I5081","v":0},{"$f":"Daten!J5081","v":0},null,null,0,0,0,0,0,0]
[null,5056,211,7,{"$f":"Daten!I5085","v":0},{"$f":"Daten!J5085","v":0},null,null,0,0,0,0,0,0]
[null,5059,211,7,{"$f":"Daten!I5088","v":0},{"$f":"Daten!J5088","v":0},null,null,{"$f":"N5074","v":0},0,0,0,0,0]
[null,5060,211,7,{"$f":"Daten!I5089","v":0},{"$f":"Daten!J5089","v":0},null,null,0,0,0,0,0,0]
[null,5063,211,7,{"$f":"Daten!I5092","v":0},{"$f":"Daten!J5092","v":0},null,null,0,0,0,0,0,0]
[null,5067,212,7,{"$f":"Daten!I5096","v":0},{"$f":"Daten!J5096","v":0},null,null,0,0,0,0,0,0]
[null,5070,212,7,{"$f":"Daten!I5099","v":0},{"$f":"Daten!J5099","v":0},null,null,0,0,0,0,0,0]
[null,5073,212,7,{"$f":"Daten!I5102","v":0},{"$f":"Daten!J5102","v":0},null,null,0,0,0,0,0,0]
[null,5077,212,7,{"$f":"Daten!I5106","v":0},{"$f":"Daten!J5106","v":0},null,null,0,0,0,0,0,0]
[null,5081,212,7,{"$f":"Daten!I5110","v":0},{"$f":"Daten!J5110","v":0},null,null,0,0,0,0,0,0]
[null,5082,212,7,{"$f":"Daten!I5111","v":0},{"$f":"Daten!J5111","v":0},null,null,0,0,0,0,0,0]
[null,5085,212,7,{"$f":"Daten!I5114","v":0},{"$f":"Daten!J5114","v":0},null,null,0,0,0,0,0,0]
[null,5088,212,7,{"$f":"Daten!I5117","v":0},{"$f":"Daten!J5117","v":0},null,null,0,0,0,0,0,0]
[null,5092,213,7,{"$f":"Daten!I5121","v":0},{"$f":"Daten!J5121","v":0},null,null,0,0,0,0,0,0]
[null,5095,213,7,{"$f":"Daten!I5124","v":0},{"$f":"Daten!J5124","v":0},null,null,0,0,0,0,0,0]
[null,5098,213,7,{"$f":"Daten!I5127","v":0},{"$f":"Daten!J5127","v":0},null,null,0,0,0,0,0,0]
[null,5103,213,7,{"$f":"Daten!I5132","v":0},{"$f":"Daten!J5132","v":0},null,null,0,0,0,0,0,0]
[null,5106,213,7,{"$f":"Daten!I5135","v":0},{"$f":"Daten!J5135","v":0},null,null,0,0,0,0,0,0]
[null,5107,213,7,{"$f":"Daten!I5136","v":0},{"$f":"Daten!J5136","v":0},null,null,0,0,0,0,0,0]
[null,5110,213,7,{"$f":"Daten!I5139","v":0},{"$f":"Daten!J5139","v":0},null,null,0,0,0,0,0,0]
[null,5113,214,8,{"$f":"Daten!I5142","v":0},{"$f":"Daten!J5142","v":0},null,null,0,0,0,0,0,0]
[null,5117,214,8,{"$f":"Daten!I5146","v":0},{"$f":"Daten!J5146","v":0},null,null,0,0,0,0,0,0]
[null,5119,214,8,{"$f":"Daten!I5148","v":0},{"$f":"Daten!J5148","v":0},null,null,0,0,0,0,0,0]
[null,5124,214,8,{"$f":"Daten!I5153","v":0},{"$f":"Daten!J5153","v":0},null,null,0,0,0,0,0,0]
[null,5128,214,8,{"$f":"Daten!I5157","v":0},{"$f":"Daten!J5157","v":0},null,null,0,0,0,0,0,0]
[null,5131,214,8,{"$f":"Daten!I5160","v":0},{"$f":"Daten!J5160","v":0},null,null,0,0,0,0,0,0]
[null,5132,214,8,{"$f":"Daten!I5161","v":0},{"$f":"Daten!J5161","v":0},null,null,0,0,0,0,0,0]
[null,5135,214,8,{"$f":"Daten!I5164","v":0},{"$f":"Daten!J5164","v":0},null,null,0,0,0,0,0,0]
[null,5138,215,8,{"$f":"Daten!I5167","v":0},{"$f":"Daten!J5167","v":0},null,null,0,0,0,0,0,0]
[null,5142,215,8,{"$f":"Daten!I5171","v":0},{"$f":"Daten!J5171","v":0},null,null,0,0,0,0,0,0]
[null,5144,215,8,{"$f":"Daten!I5173","v":0},{"$f":"Daten!J5173","v":0},null,null,0,0,0,0,0,0]
[null,5150,215,8,{"$f":"Daten!I5179","v":0},{"$f":"Daten!J5179","v":0},null,null,0,0,0,0,0,0]
[null,5153,215,8,{"$f":"Daten!I5182","v":0},{"$f":"Daten!J5182","v":0},null,null,0,0,0,0,0,0]
[null,5156,215,8,{"$f":"Daten!I5185","v":0},{"$f":"Daten!J5185","v":0},null,null,0,0,0,0,0,0]
[null,5157,215,8,{"$f":"Daten!I5186","v":0},{"$f":"Daten!J5186","v":0},null,null,0,0,0,0,0,0]
[null,5160,215,8,{"$f":"Daten!I5189","v":0},{"$f":"Daten!J5189","v":0},null,null,0,0,0,0,0,0]
[null,5163,216,8,{"$f":"Daten!I5192","v":0},{"$f":"Daten!J5192","v":0},null,null,0,0,0,0,0,0]
[null,5169,216,8,{"$f":"Daten!I5198","v":0},{"$f":"Daten!J5198","v":0},null,null,0,0,0,0,0,0]
[null,5171,216,8,{"$f":"Daten!I5200","v":0},{"$f":"Daten!J5200","v":0},null,null,0,0,0,0,0,0]
[null,5175,216,8,{"$f":"Daten!I5204","v":0},{"$f":"Daten!J5204","v":0},null,null,0,0,0,0,0,0]
[null,5178,216,8,{"$f":"Daten!I5207","v":0},{"$f":"Daten!J5207","v":0},null,null,0,0,0,0,0,0]
[null,5181,216,8,{"$f":"Daten!I5210","v":0},{"$f":"Daten!J5210","v":0},null,null,0,0,0,0,0,0]
[null,5182,216,8,{"$f":"Daten!I5211","v":0},{"$f":"Daten!J5211","v":0},null,null,0,0,0,0,0,0]
[null,5185,217,8,{"$f":"Daten!I5214","v":0},{"$f":"Daten!J5214","v":0},null,null,0,0,0,0,0,{"$f":"IF(L5201>0,I5201+L5201*Wirkungsgrad,I5201+L5201)","v":0}]
[null,5190,217,8,{"$f":"Daten!I5219","v":0},{"$f":"Daten!J5219","v":0},null,null,0,0,0,0,0,0]
[null,5193,217,8,{"$f":"Daten!I5222","v":0},{"$f":"Daten!J5222","v":0},null,null,0,0,0,0,0,0]
[null,5196,217,8,{"$f":"Daten!I5225","v":0},{"$f":"Daten!J5225","v":0},null,null,0,0,0,0,0,0]
[null,5200,217,8,{"$f":"Daten!I5229","v":0},{"$f":"Daten!J5229","v":0},null,null,0,0,0,0,0,0]
[null,5203,217,8,{"$f":"Daten!I5232","v":0},{"$f":"Daten!J5232","v":0},null,null,0,0,0,0,0,0]
[null,5206,217,8,{"$f":"Daten!I5235","v":0},{"$f":"Daten!J5235","v":0},null,null,0,0,0,0,0,0]
[null,5207,217,8,{"$f":"Daten!I5236","v":0},{"$f":"Daten!J5236","v":0},null,null,0,0,0,0,0,0]
[null,5211,218,8,{"$f":"Daten!I5240","v":0},{"$f":"Daten!J5240","v":0},null,null,0,0,0,0,0,0]
[null,5215,218,8,{"$f":"Daten!I5244","v":0},{"$f":"Daten!J5244","v":0},null,null,0,0,0,0,0,0]
[null,5218,218,8,{"$f":"Daten!I5247","v":0},{"$f":"Daten!J5247","v":0},null,null,0,0,0,0,0,0]
[null,5221,218,8,{"$f":"Daten!I5250","v":0},{"$f":"Daten!J5250","v":0},null,null,0,0,0,0,0,0]
[null,5225,218,8,{"$f":"Daten!I5254","v":0},{"$f":"Daten!J5254","v":0},null,null,0,0,0,0,0,0]
[null,5228,218,8,{"$f":"Daten!I5257","v":0},{"$f":"Daten!J5257","v":0},null,null,0,0,0,0,0,0]
[null,5231,218,8,{"$f":"Daten!I5260","v":0},{"$f":"Daten!J5260","v":0},null,null,0,0,0,0,0,0]
[null,5232,218,8,{"$f":"Daten!I5261","v":0},{"$f":"Daten!J5261","v":0},null,null,0,0,0,0,0,0]
[null,5236,219,8,{"$f":"Daten!I5265","v":0},{"$f":"Daten!J5265","v":0},null,null,0,0,0,0,0,0]
[null,5240,219,8,{"$f":"Daten!I5269","v":0},{"$f":"Daten!J5269","v":0},null,null,0,0,0,0,0,0]
[null,5243,219,8,{"$f":"Daten!I5272","v":0},{"$f":"Daten!J5272","v":0},null,null,0,0,0,0,0,0]
[null,5246,219,8,{"$f":"Daten!I5275","v":0},{"$f":"Daten!J5275","v":0},null,null,0,0,0,0,0,0]
[null,5250,{"$f":"CEILING(B5266/24,1)","v":219},{"$f":"MONTH(C5266)","v":8},{"$f":"Daten!I5279","v":0},{"$f":"Daten!J5279","v":0},null,null,0,{"$f":"MIN(E5266,F5266+I5266)","v":0},{"$f":"E5266-J5266","v":0},{"$f":"MIN((F5266-J5266),BatteriespeicherWh-I5266)","v":0},{"$f":"F5266-(J5266+L5266)","v":0},0]
[null,5253,219,8,{"$f":"Daten!I5282","v":0},{"$f":"Daten!J5282","v":0},null,null,0,0,0,0,0,0]
[null,5254,219,8,{"$f":"Daten!I5283","v":0},{"$f":"Daten!J5283","v":0},null,null,0,0,0,0,0,0]
[null,5257,220,8,{"$f":"Daten!I5286","v":0},{"$f":"Daten!J5286","v":0},null,null,0,0,0,0,0,0]
[null,5261,220,8,{"$f":"Daten!I5290","v":0},{"$f":"Daten!J5290","v":0},null,null,0,0,0,0,0,0]
[null,5265,220,8,{"$f":"Daten!I5294","v":0},{"$f":"Daten!J5294","v":0},null,null,0,0,0,0,0,0]
[null,5268,220,8,{"$f":"Daten!I5297","v":0},{"$f":"Daten!J5297","v":0},null,null,0,0,0,0,0,0]
[null,5271,220,8,{"$f":"Daten!I5300","v":0},{"$f":"Daten!J5300","v":0},null,null,0,0,0,0,0,0]
[null,5275,220,8,{"$f":"Daten!I5304","v":0},{"$f":"Daten!J5304","v":0},null,null,0,0,0,0,0,0]
[null,5278,220,8,{"$f":"Daten!I5307","v":0},{"$f":"Daten!J5307","v":0},null,null,0,0,0,0,0,0]
[null,5282,221,8,{"$f":"Daten!I5311","v":0},{"$f":"Daten!J5311","v":0},null,null,0,0,0,0,0,0]
[null,5283,221,8,{"$f":"Daten!I5312","v":0},{"$f":"Daten!J5312","v":0},null,null,0,0,0,0,0,0]
[null,5286,221,8,{"$f":"Daten!I5315","v":0},{"$f":"Daten!J5315","v":0},null,null,0,0,0,0,0,0]
[null,5290,221,8,{"$f":"Daten!I5319","v":0},{"$f":"Daten!J5319","v":0},null,null,0,0,0,0,0,0]
[null,5293,221,8,{"$f":"Daten!I5322","v":0},{"$f":"Daten!J5322","v":0},null,null,0,0,0,0,0,0]
[null,5296,221,8,{"$f":"Daten!I5325","v":0},{"$f":"Daten!J5325","v":0},null,null,0,0,0,0,0,0]
[null,5300,221,8,{"$f":"Daten!I5329","v":0},{"$f":"Daten!J5329","v":0},null,null,0,0,0,0,0,0]
[null,5303,221,8,{"$f":"Daten!I5332","v":0},{"$f":"Daten!J5332","v":0},null,null,0,0,0,0,0,0]
[null,5305,222,8,{"$f":"Daten!I5334","v":0},{"$f":"Daten!J5334","v":0},null,null,0,0,0,0,0,0]
[null,5308,222,8,{"$f":"Daten!I5337","v":0},{"$f":"Daten!J5337","v":0},null,null,0,0,0,0,0,0]
[null,5311,222,8,{"$f":"Daten!I5340","v":0},{"$f":"Daten!J5340","v":0},null,null,0,0,0,0,0,0]
[null,5315,222,8,{"$f":"Daten!I5344","v":0},{"$f":"Daten!J5344","v":0},null,null,{"$f":"N5330","v":0},0,0,0,0,0]
[null,5318,222,8,{"$f":"Daten!I5347","v":0},{"$f":"Daten!J5347","v":0},null,null,0,0,0,0,0,0]
[null,5322,222,8,{"$f":"Daten!I5351","v":0},{"$f":"Daten!J5351","v":0},null,null,0,0,0,0,0,0]
[null,5325,222,8,{"$f":"Daten!I5354","v":0},{"$f":"Daten!J5354","v":0},null,null,0,0,0,0,0,0]
[null,5328,222,8,{"$f":"Daten!I5357","v":0},{"$f":"Daten!J5357","v":0},null,null,0,0,0,0,0,0]
[null,5330,223,8,{"$f":"Daten!I5359","v":0},{"$f":"Daten!J5359","v":0},null,null,0,0,0,0,0,0]
[null,5333,223,8,{"$f":"Daten!I5362","v":0},{"$f":"Daten!J5362","v":0},null,null,0,0,0,0,0,0]
[null,5336,223,8,{"$f":"Daten!I5365","v":0},{"$f":"Daten!J5365","v":0},null,null,0,0,0,0,0,0]
[null,5340,223,8,{"$f":"Daten!I5369","v":0},{"$f":"Daten!J5369","v":0},null,null,0,0,0,0,0,0]
[null,5343,223,8,{"$f":"Daten!I5372","v":0},{"$f":"Daten!J5372","v":0},null,null,0,0,0,0,0,0]
[null,5347,223,8,{"$f":"Daten!I5376","v":0},{"$f":"Daten!J5376","v":0},null,null,0,0,0,0,0,0]
[null,5349,223,8,{"$f":"Daten!I5378","v":0},{"$f":"Daten!J5378","v":0},null,null,0,0,0,0,0,0]
[null,5354,224,8,{"$f":"Daten!I5383","v":0},{"$f":"Daten!J5383","v":0},null,null,0,0,0,0,0,0]
[null,5355,224,8,{"$f":"Daten!I5384","v":0},{"$f":"Daten!J5384","v":0},null,null,0,0,0,0,0,0]
[null,5358,224,8,{"$f":"Daten!I5387","v":0},{"$f":"Daten!J5387","v":0},null,null,0,0,0,0,0,0]
[null,5361,224,8,{"$f":"Daten!I5390","v":0},{"$f":"Daten!J5390","v":0},null,null,0,0,0,0,0,0]
[null,5365,224,8,{"$f":"Daten!I5394","v":0},{"$f":"Daten!J5394","v":0},null,null,0,0,0,0,0,0]
[null,5368,224,8,{"$f":"Daten!I5397","v":0},{"$f":"Daten!J5397","v":0},null,null,0,0,0,0,0,0]
[null,5370,224,8,{"$f":"Daten!I5399","v":0},{"$f":"Daten!J5399","v":0},null,null,0,0,0,0,0,0]
[null,5376,224,8,{"$f":"Daten!I5405","v":0},{"$f":"Daten!J5405","v":0},null,null,0,0,0,0,0,0]
[null,5379,225,8,{"$f":"Daten!I5408","v":0},{"$f":"Daten!J5408","v":0},null,null,{"$f":"N5394","v":0},0,0,0,0,0]
[null,5380,225,8,{"$f":"Daten!I5409","v":0},{"$f":"Daten!J5409","v":0},null,null,0,0,0,0,0,0]
[null,5383,225,8,{"$f":"Daten!I5412","v":0},{"$f":"Daten!J5412","v":0},null,null,0,0,0,0,0,0]
[null,5387,225,8,{"$f":"Daten!I5416","v":0},{"$f":"Daten!J5416","v":0},null,null,0,0,0,0,0,0]
[null,5390,225,8,{"$f":"Daten!I5419","v":0},{"$f":"Daten!J5419","v":0},null,null,0,0,0,0,0,0]
[null,5395,225,8,{"$f":"Daten!I5424","v":0},{"$f":"Daten!J5424","v":0},null,null,0,0,0,0,0,0]
[null,5398,225,8,{"$f":"Daten!I5427","v":0},{"$f":"Daten!J5427","v":0},null,null,0,0,0,0,0,0]
[null,5401,226,8,{"$f":"Daten!I5430","v":0},{"$f":"Daten!J5430","v":0},null,null,0,0,0,0,0,0]
[null,5404,226,8,{"$f":"Daten!I5433","v":0},{"$f":"Daten!J5433","v":0},null,null,0,0,0,0,0,0]
[null,5405,226,8,{"$f":"Daten!I5434","v":0},{"$f":"Daten!J5434","v":0},null,null,0,0,0,0,0,0]
[null,5408,226,8,{"$f":"Daten!I5437","v":0},{"$f":"Daten!J5437","v":0},null,null,0,0,0,0,0,0]
[null,5412,226,8,{"$f":"Daten!I5441","v":0},{"$f":"Daten!J5441","v":0},null,null,0,0,0,0,0,0]
[null,5415,226,8,{"$f":"Daten!I5444","v":0},{"$f":"Daten!J5444","v":0},null,null,0,0,0,0,0,0]
[null,5420,226,8,{"$f":"Daten!I5449","v":0},{"$f":"Daten!J5449","v":0},null,null,0,0,0,0,0,0]
[null,5423,226,8,{"$f":"Daten!I5452","v":0},{"$f":"Daten!J5452","v":0},null,null,0,0,0,0,0,0]
[null,5426,227,8,{"$f":"Daten!I5455","v":0},{"$f":"Daten!J5455","v":0},null,null,0,0,0,0,0,0]
[null,5427,227,8,{"$f":"Daten!I5456","v":0},{"$f":"Daten!J5456","v":0},null,null,0,0,0,0,0,0]
[null,5430,227,8,{"$f":"Daten!I5459","v":0},{"$f":"Daten!J5459","v":0},null,null,0,0,0,0,0,0]
[null,5433,227,8,{"$f":"Daten!I5462","v":0},{"$f":"Daten!J5462","v":0},null,null,0,0,0,0,0,0]
[null,5437,227,8,{"$f":"Daten!I5466","v":0},{"$f":"Daten!J5466","v":0},null,null,0,0,0,0,0,0]
[null,5441,227,8,{"$f":"Daten!I5470","v":0},{"$f":"Daten!J5470","v":0},null,null,0,0,0,0,0,{"$f":"IF(L5457>0,I5457+L5457*Wirkungsgrad,I5457+L5457)","v":0}]
[null,5444,227,8,{"$f":"Daten!I5473","v":0},{"$f":"Daten!J5473","v":0},null,null,0,0,0,0,0,0]
[null,5448,227,8,{"$f":"Daten!I5477","v":0},{"$f":"Daten!J5477","v":0},null,null,0,0,0,0,0,0]
[null,5451,228,8,{"$f":"Daten!I5480","v":0},{"$f":"Daten!J5480","v":0},null,null,0,0,0,0,0,0]
[null,5452,228,8,{"$f":"Daten!I5481","v":0},{"$f":"Daten!J5481","v":0},null,null,0,0,0,0,0,0]
[null,5455,228,8,{"$f":"Daten!I5484","v":0},{"$f":"Daten!J5484","v":0},null,null,0,0,0,0,0,0]
[null,5458,228,8,{"$f":"Daten!I5487","v":0},{"$f":"Daten!J5487","v":0},null,null,0,0,0,0,0,0]
[null,5462,228,8,{"$f":"Daten!I5491","v":0},{"$f":"Daten!J5491","v":0},null,null,0,0,0,0,0,0]
[null,5466,228,8,{"$f":"Daten!I5495","v":0},{"$f":"Daten!J5495","v":0},null,null,0,0,0,0,0,0]
[null,5469,228,8,{"$f":"Daten!I5498","v":0},{"$f":"Daten!J5498","v":0},null,null,0,0,0,0,0,0]
[null,5473,229,8,{"$f":"Daten!I5502","v":0},{"$f":"Daten!J5502","v":0},null,null,0,0,0,0,0,0]
[null,5476,229,8,{"$f":"Daten!I5505","v":0},{"$f":"Daten!J5505","v":0},null,null,0,0,0,0,0,0]
[null,5477,229,8,{"$f":"Daten!I5506","v":0},{"$f":"Daten!J5506","v":0},null,null,0,0,0,0,0,0]
[null,5480,229,8,{"$f":"Daten!I5509","v":0},{"$f":"Daten!J5509","v":0},null,null,0,0,0,0,0,0]
[null,5483,229,8,{"$f":"Daten!I5512","v":0},{"$f":"Daten!J5512","v":0},null,null,0,0,0,0,0,0]
[null,5488,229,8,{"$f":"Daten!I5517","v":0},{"$f":"Daten!J5517","v":0},null,null,0,0,0,0,0,0]
[null,5491,229,8,{"$f":"Daten!I5520","v":0},{"$f":"Daten!J5520","v":0},null,null,0,0,0,0,0,0]
[null,5495,229,8,{"$f":"Daten!I5524","v":0},{"$f":"Daten!J5524","v":0},null,null,0,0,0,0,0,0]
[null,5498,230,8,{"$f":"Daten!I5527","v":0},{"$f":"Daten!J5527","v":0},null,null,0,0,0,0,0,0]
[null,5501,230,8,{"$f":"Daten!I5530","v":0},{"$f":"Daten!J5530","v":0},null,null,0,0,0,0,0,0]
[null,5502,230,8,{"$f":"Daten!I5531","v":0},{"$f":"Daten!J5531","v":0},null,null,0,0,0,0,0,0]
[null,5505,230,8,{"$f":"Daten!I5534","v":0},{"$f":"Daten!J5534","v":0},null,null,0,0,0,0,0,{"$f":"IF(L5521>0,I5521+L5521*Wirkungsgrad,I5521+L5521)","v":0}]
[null,5508,230,8,{"$f":"Daten!I5537","v":0},{"$f":"Daten!J5537","v":0},null,null,0,0,0,0,0,0]
[null,5513,230,8,{"$f":"Daten!I5542","v":0},{"$f":"Daten!J5542","v":0},null,null,0,0,0,0,0,0]
[null,5516,230,8,{"$f":"Daten!I5545","v":0},{"$f":"Daten!J5545","v":0},null,null,0,0,0,0,0,0]
[null,5520,230,8,{"$f":"Daten!I5549","v":0},{"$f":"Daten!J5549","v":0},null,null,0,0,0,0,0,0]
[null,5523,231,8,{"$f":"Daten!I5552","v":0},{"$f":"Daten!J5552","v":0},null,null,0,0,0,0,0,0]
[null,5526,231,8,{"$f":"Daten!I5555","v":0},{"$f":"Daten!J5555","v":0},null,null,0,0,0,0,0,0]
[null,5527,231,8,{"$f":"Daten!I5556","v":0},{"$f":"Daten!J5556","v":0},null,null,0,0,0,0,0,0]
[null,5533,231,8,{"$f":"Daten!I5562","v":0},{"$f":"Daten!J5562","v":0},null,null,0,0,0,0,0,0]
[null,5535,231,8,{"$f":"Daten!I5564","v":0},{"$f":"Daten!J5564","v":0},null,null,0,0,0,0,0,0]
[null,5538,231,8,{"$f":"Daten!I5567","v":0},{"$f":"Daten!J5567","v":0},null,null,0,0,0,0,0,0]
[null,5541,231,8,{"$f":"Daten!I5570","v":0},{"$f":"Daten!J5570","v":0},null,null,0,0,0,0,0,0]
[null,5545,232,8,{"$f":"Daten!I5574","v":0},{"$f":"Daten!J5574","v":0},null,null,0,0,0,0,0,0]
[null,5548,232,8,{"$f":"Daten!I5577","v":0},{"$f":"Daten!J5577","v":0},null,null,0,0,0,0,0,0]
[null,5551,232,8,{"$f":"Daten!I5580","v":0},{"$f":"Daten!J5580","v":0},null,null,0,0,0,0,0,0]
[null,5554,232,8,{"$f":"Daten!I5583","v":0},{"$f":"Daten!J5583","v":0},null,null,0,0,0,0,0,0]
[null,5556,232,8,{"$f":"Daten!I5585","v":0},{"$f":"Daten!J5585","v":0},null,null,0,0,0,0,0,0]
[null,5560,232,8,{"$f":"Daten!I5589","v":0},{"$f":"Daten!J5589","v":0},null,null,0,0,0,0,0,0]
[null,5563,232,8,{"$f":"Daten!I5592","v":0},{"$f":"Daten!J5592","v":0},null,null,0,0,0,0,0,0]
[null,5566,232,8,{"$f":"Daten!I5595","v":0},{"$f":"Daten!J5595","v":0},null,null,0,0,0,0,0,0]
[null,5570,{"$f":"CEILING(B5586/24,1)","v":233},{"$f":"MONTH(C5586)","v":8},{"$f":"Daten!I5599","v":0},{"$f":"Daten!J5599","v":0},null,null,0,{"$f":"MIN(E5586,F5586+I5586)","v":0},{"$f":"E5586-J5586","v":0},{"$f":"MIN((F5586-J5586),BatteriespeicherWh-I5586)","v":0},{"$f":"F5586-(J5586+L5586)","v":0},0]
[null,5573,233,8,{"$f":"Daten!I5602","v":0},{"$f":"Daten!J5602","v":0},null,null,0,0,0,0,0,0]
[null,5575,233,8,{"$f":"Daten!I5604","v":0},{"$f":"Daten!J5604","v":0},null,null,0,0,0,0,0,0]
[null,5578,233,8,{"$f":"Daten!I5607","v":0},{"$f":"Daten!J5607","v":0},null,null,0,0,0,0,0,0]
[null,5581,233,8,{"$f":"Daten!I5610","v":0},{"$f":"Daten!J5610","v":0},null,null,0,0,0,0,0,0]
[null,5585,233,8,{"$f":"Daten!I5614","v":0},{"$f":"Daten!J5614","v":0},null,null,0,0,0,0,0,0]
[null,5588,233,8,{"$f":"Daten!I5617","v":0},{"$f":"Daten!J5617","v":0},null,null,0,0,0,0,0,0]
[null,5591,233,8,{"$f":"Daten!I5620","v":0},{"$f":"Daten!J5620","v":0},null,null,0,0,0,0,0,0]
[null,5595,234,8,{"$f":"Daten!I5624","v":0},{"$f":"Daten!J5624","v":0},null,null,0,0,0,0,0,0]
[null,5598,234,8,{"$f":"Daten!I5627","v":0},{"$f":"Daten!J5627","v":0},null,null,0,0,0,0,0,0]
[null,5600,234,8,{"$f":"Daten!I5629","v":0},{"$f":"Daten!J5629","v":0},null,null,0,0,0,0,0,0]
[null,5603,234,8,{"$f":"Daten!I5632","v":0},{"$f":"Daten!J5632","v":0},null,null,0,0,0,0,0,0]
[null,5606,234,8,{"$f":"Daten!I5635","v":0},{"$f":"Daten!J5635","v":0},null,null,0,0,0,0,0,0]
[null,5610,234,8,{"$f":"Daten!I5639","v":0},{"$f":"Daten!J5639","v":0},null,null,0,0,0,0,0,0]
[null,5613,234,8,{"$f":"Daten!I5642","v":0},{"$f":"Daten!J5642","v":0},null,null,0,0,0,0,0,0]
[null,5616,234,8,{"$f":"Daten!I5645","v":0},{"$f":"Daten!J5645","v":0},null,null,0,0,0,0,0,0]
[null,5620,235,8,{"$f":"Daten!I5649","v":0},{"$f":"Daten!J5649","v":0},null,null,0,0,0,0,0,0]
[null,5621,235,8,{"$f":"Daten!I5650","v":0},{"$f":"Daten!J5650","v":0},null,null,0,0,0,0,0,0]
[null,5625,235,8,{"$f":"Daten!I5654","v":0},{"$f":"Daten!J5654","v":0},null,null,0,0,0,0,0,0]
[null,5628,235,8,{"$f":"Daten!I5657","v":0},{"$f":"Daten!J5657","v":0},null,null,0,0,0,0,0,0]
[null,5631,235,8,{"$f":"Daten!I5660","v":0},{"$f":"Daten!J5660","v":0},null,null,0,0,0,0,0,0]
[null,5635,235,8,{"$f":"Daten!I5664","v":0},{"$f":"Daten!J5664","v":0},null,null,{"$f":"N5650","v":0},0,0,0,0,0]
[null,5638,235,8,{"$f":"Daten!I5667","v":0},{"$f":"Daten!J5667","v":0},null,null,0,0,0,0,0,0]
[null,5641,236,8,{"$f":"Daten!I5670","v":0},{"$f":"Daten!J5670","v":0},null,null,0,0,0,0,0,0]
[null,5646,236,8,{"$f":"Daten!I5675","v":0},{"$f":"Daten!J5675","v":0},null,null,0,0,0,0,0,0]
[null,5649,236,8,{"$f":"Daten!I5678","v":0},{"$f":"Daten!J5678","v":0},null,null,0,0,0,0,0,0]
[null,5650,236,8,{"$f":"Daten!I5679","v":0},{"$f":"Daten!J5679","v":0},null,null,0,0,0,0,0,0]
[null,5653,236,8,{"$f":"Daten!I5682","v":0},{"$f":"Daten!J5682","v":0},null,null,0,0,0,0,0,0]
[null,5656,236,8,{"$f":"Daten!I5685","v":0},{"$f":"Daten!J5685","v":0},null,null,0,0,0,0,0,0]
[null,5660,236,8,{"$f":"Daten!I5689","v":0},{"$f":"Daten!J5689","v":0},null,null,0,0,0,0,0,0]
[null,5663,236,8,{"$f":"Daten!I5692","v":0},{"$f":"Daten!J5692","v":0},null,null,0,0,0,0,0,0]
[null,5667,237,8,{"$f":"Daten!I5696","v":0},{"$f":"Daten!J5696","v":0},null,null,0,0,0,0,0,0]
[null,5671,237,8,{"$f":"Daten!I5700","v":0},{"$f":"Daten!J5700","v":0},null,null,0,0,0,0,0,0]
[null,5674,237,8,{"$f":"Daten!I5703","v":0},{"$f":"Daten!J5703","v":0},null,null,0,0,0,0,0,0]
[null,5675,237,8,{"$f":"Daten!I5704","v":0},{"$f":"Daten!J5704","v":0},null,null,0,0,0,0,0,0]
[null,5678,237,8,{"$f":"Daten!I5707","v":0},{"$f":"Daten!J5707","v":0},null,null,0,0,0,0,0,0]
[null,5681,237,8,{"$f":"Daten!I5710","v":0},{"$f":"Daten!J5710","v":0},null,null,0,0,0,0,0,0]
[null,5685,237,8,{"$f":"Daten!I5714","v":0},{"$f":"Daten!J5714","v":0},null,null,0,0,0,0,0,0]
[null,5688,237,8,{"$f":"Daten!I5717","v":0},{"$f":"Daten!J5717","v":0},null,null,0,0,0,0,0,0]
[null,5692,238,8,{"$f":"Daten!I5721","v":0},{"$f":"Daten!J5721","v":0},null,null,0,0,0,0,0,0]
[null,5696,238,8,{"$f":"Daten!I5725","v":0},{"$f":"Daten!J5725","v":0},null,null,0,0,0,0,0,0]
[null,5699,238,8,{"$f":"Daten!I5728","v":0},{"$f":"Daten!J5728","v":0},null,null,{"$f":"N5714","v":0},0,0,0,0,0]
[null,5700,238,8,{"$f":"Daten!I5729","v":0},{"$f":"Daten!J5729","v":0},null,null,0,0,0,0,0,0]
[null,5703,238,8,{"$f":"Daten!I5732","v":0},{"$f":"Daten!J5732","v":0},null,null,0,0,0,0,0,0]
[null,5707,238,8,{"$f":"Daten!I5736","v":0},{"$f":"Daten!J5736","v":0},null,null,0,0,0,0,0,0]
[null,5710,238,8,{"$f":"Daten!I5739","v":0},{"$f":"Daten!J5739","v":0},null,null,0,0,0,0,0,0]
[null,5713,239,8,{"$f":"Daten!I5742","v":0},{"$f":"Daten!J5742","v":0},null,null,0,0,0,0,0,0]
[null,5718,239,8,{"$f":"Daten!I5747","v":0},{"$f":"Daten!J5747","v":0},null,null,0,0,0,0,0,0]
[null,5721,239,8,{"$f":"Daten!I5750","v":0},{"$f":"Daten!J5750","v":0},null,null,0,0,0,0,0,0]
[null,5724,239,8,{"$f":"Daten!I5753","v":0},{"$f":"Daten!J5753","v":0},null,null,0,0,0,0,0,0]
[null,5725,239,8,{"$f":"Daten!I5754","v":0},{"$f":"Daten!J5754","v":0},null,null,0,0,0,0,0,0]
[null,5728,239,8,{"$f":"Daten!I5757","v":0},{"$f":"Daten!J5757","v":0},null,null,0,0,0,0,0,0]
[null,5732,239,8,{"$f":"Daten!I5761","v":0},{"$f":"Daten!J5761","v":0},null,null,0,0,0,0,0,0]
[null,5734,239,8,{"$f":"Daten!I5763","v":0},{"$f":"Daten!J5763","v":0},null,null,0,0,0,0,0,0]
[null,5739,240,8,{"$f":"Daten!I5768","v":0},{"$f":"Daten!J5768","v":0},null,null,0,0,0,0,0,0]
[null,5743,240,8,{"$f":"Daten!I5772","v":0},{"$f":"Daten!J5772","v":0},null,null,0,0,0,0,0,0]
[null,5746,240,8,{"$f":"Daten!I5775","v":0},{"$f":"Daten!J5775","v":0},null,null,0,0,0,0,0,0]
[null,5749,240,8,{"$f":"Daten!I5778","v":0},{"$f":"Daten!J5778","v":0},null,null,0,0,0,0,0,0]
[null,5750,240,8,{"$f":"Daten!I5779","v":0},{"$f":"Daten!J5779","v":0},null,null,0,0,0,0,0,0]
[null,5753,240,8,{"$f":"Daten!I5782","v":0},{"$f":"Daten!J5782","v":0},null,null,0,0,0,0,0,0]
[null,5759,240,8,{"$f":"Daten!I5788","v":0},{"$f":"Daten!J5788","v":0},null,null,0,0,0,0,0,0]
[null,5761,241,8,{"$f":"Daten!I5790","v":0},{"$f":"Daten!J5790","v":0},null,null,0,0,0,0,0,{"$f":"IF(L5777>0,I5777+L5777*Wirkungsgrad,I5777+L5777)","v":0}]
[null,5764,241,8,{"$f":"Daten!I5793","v":0},{"$f":"Daten!J5793","v":0},null,null,0,0,0,0,0,0]
[null,5768,241,8,{"$f":"Daten!I5797","v":0},{"$f":"Daten!J5797","v":0},null,null,0,0,0,0,0,0]
[null,5771,241,8,{"$f":"Daten!I5800","v":0},{"$f":"Daten!J5800","v":0},null,null,0,0,0,0,0,0]
[null,5772,241,8,{"$f":"Daten!I5801","v":0},{"$f":"Daten!J5801","v":0},null,null,0,0,0,0,0,0]
[null,5775,241,8,{"$f":"Daten!I5804","v":0},{"$f":"Daten!J5804","v":0},null,null,0,0,0,0,0,0]
[null,5778,241,8,{"$f":"Daten!I5807","v":0},{"$f":"Daten!J5807","v":0},null,null,0,0,0,0,0,0]
[null,5784,241,8,{"$f":"Daten!I5813","v":0},{"$f":"Daten!J5813","v":0},null,null,0,0,0,0,0,0]
[null,5786,242,8,{"$f":"Daten!I5815","v":0},{"$f":"Daten!J5815","v":0},null,null,0,0,0,0,0,0]
[null,5789,242,8,{"$f":"Daten!I5818","v":0},{"$f":"Daten!J5818","v":0},null,null,0,0,0,0,0,0]
[null,5793,242,8,{"$f":"Daten!I5822","v":0},{"$f":"Daten!J5822","v":0},null,null,0,0,0,0,0,0]
[null,5796,242,8,{"$f":"Daten!I5825","v":0},{"$f":"Daten!J5825","v":0},null,null,0,0,0,0,0,0]
[null,5797,242,8,{"$f":"Daten!I5826","v":0},{"$f":"Daten!J5826","v":0},null,null,0,0,0,0,0,0]
[null,5800,242,8,{"$f":"Daten!I5829","v":0},{"$f":"Daten!J5829","v":0},null,null,0,0,0,0,0,0]
[null,5805,242,8,{"$f":"Daten!I5834","v":0},{"$f":"Daten!J5834","v":0},null,null,0,0,0,0,0,0]
[null,5808,242,8,{"$f":"Daten!I5837","v":0},{"$f":"Daten!J5837","v":0},null,null,0,0,0,0,0,0]
[null,5811,243,8,{"$f":"Daten!I5840","v":0},{"$f":"Daten!J5840","v":0},null,null,0,0,0,0,0,0]
[null,5814,243,8,{"$f":"Daten!I5843","v":0},{"$f":"Daten!J5843","v":0},null,null,0,0,0,0,0,0]
[null,5818,243,8,{"$f":"Daten!I5847","v":0},{"$f":"Daten!J5847","v":0},null,null,0,0,0,0,0,0]
[null,5821,243,8,{"$f":"Daten!I5850","v":0},{"$f":"Daten!J5850","v":0},null,null,0,0,0,0,0,0]
[null,5822,243,8,{"$f":"Daten!I5851","v":0},{"$f":"Daten!J5851","v":0},null,null,0,0,0,0,0,0]
[null,5826,{"$f":"CEILING(B5842/24,1)","v":243},{"$f":"MONTH(C5842)","v":8},{"$f":"Daten!I5855","v":0},{"$f":"Daten!J5855","v":0},null,null,0,{"$f":"MIN(E5842,F5842+I5842)","v":0},{"$f":"E5842-J5842","v":0},{"$f":"MIN((F5842-J5842),BatteriespeicherWh-I5842)","v":0},{"$f":"F5842-(J5842+L5842)","v":0},0]
[null,5829,243,8,{"$f":"Daten!I5858","v":0},{"$f":"Daten!J5858","v":0},null,null,0,0,0,0,0,0]
[null,5833,244,8,{"$f":"Daten!I5862","v":0},{"$f":"Daten!J5862","v":0},null,null,0,0,0,0,0,0]
[null,5836,244,8,{"$f":"Daten!I5865","v":0},{"$f":"Daten!J5865","v":0},null,null,0,0,0,0,0,0]
[null,5840,244,8,{"$f":"Daten!I5869","v":0},{"$f":"Daten!J5869","v":0},null,null,0,0,0,0,0,0]
[null,5843,244,8,{"$f":"Daten!I5872","v":0},{"$f":"Daten!J5872","v":0},null,null,0,0,0,0,0,0]
[null,5846,244,8,{"$f":"Daten!I5875","v":0},{"$f":"Daten!J5875","v":0},null,null,0,0,0,0,0,0]
[null,5847,244,8,{"$f":"Daten!I5876","v":0},{"$f":"Daten!J5876","v":0},null,null,0,0,0,0,0,0]
[null,5851,244,8,{"$f":"Daten!I5880","v":0},{"$f":"Daten!J5880","v":0},null,null,0,0,0,0,0,0]
[null,5854,244,8,{"$f":"Daten!I5883","v":0},{"$f":"Daten!J5883","v":0},null,null,0,0,0,0,0,0]
[null,5858,245,9,{"$f":"Daten!I5887","v":0},{"$f":"Daten!J5887","v":0},null,null,0,0,0,0,0,0]
[null,5861,245,9,{"$f":"Daten!I5890","v":0},{"$f":"Daten!J5890","v":0},null,null,0,0,0,0,0,0]
[null,5865,245,9,{"$f":"Daten!I5894","v":0},{"$f":"Daten!J5894","v":0},null,null,0,0,0,0,0,0]
[null,5868,245,9,{"$f":"Daten!I5897","v":0},{"$f":"Daten!J5897","v":0},null,null,0,0,0,0,0,0]
[null,5871,245,9,{"$f":"Daten!I5900","v":0},{"$f":"Daten!J5900","v":0},null,null,0,0,0,0,0,0]
[null,5872,245,9,{"$f":"Daten!I5901","v":0},{"$f":"Daten!J5901","v":0},null,null,0,0,0,0,0,0]
[null,5876,245,9,{"$f":"Daten!I5905","v":0},{"$f":"Daten!J5905","v":0},null,null,0,0,0,0,0,0]
[null,5880,245,9,{"$f":"Daten!I5909","v":0},{"$f":"Daten!J5909","v":0},null,null,0,0,0,0,0,0]
[null,5883,246,9,{"$f":"Daten!I5912","v":0},{"$f":"Daten!J5912","v":0},null,null,0,0,0,0,0,0]
[null,5886,246,9,{"$f":"Daten!I5915","v":0},{"$f":"Daten!J5915","v":0},null,null,0,0,0,0,0,0]
[null,5890,{"$f":"CEILING(B5906/24,1)","v":246},{"$f":"MONTH(C5906)","v":9},{"$f":"Daten!I5919","v":0},{"$f":"Daten!J5919","v":0},null,null,0,{"$f":"MIN(E5906,F5906+I5906)","v":0},{"$f":"E5906-J5906","v":0},{"$f":"MIN((F5906-J5906),BatteriespeicherWh-I5906)","v":0},{"$f":"F5906-(J5906+L5906)","v":0},0]
[null,5893,246,9,{"$f":"Daten!I5922","v":0},{"$f":"Daten!J5922","v":0},null,null,0,0,0,0,0,0]
[null,5897,246,9,{"$f":"Daten!I5926","v":0},{"$f":"Daten!J5926","v":0},null,null,0,0,0,0,0,0]
[null,5898,246,9,{"$f":"Daten!I5927","v":0},{"$f":"Daten!J5927","v":0},null,null,0,0,0,0,0,0]
[null,5901,246,9,{"$f":"Daten!I5930","v":0},{"$f":"Daten!J5930","v":0},null,null,0,0,0,0,0,0]
[null,5905,247,9,{"$f":"Daten!I5934","v":0},{"$f":"Daten!J5934","v":0},null,null,0,0,0,0,0,0]
[null,5908,247,9,{"$f":"Daten!I5937","v":0},{"$f":"Daten!J5937","v":0},null,null,0,0,0,0,0,0]
[null,5911,247,9,{"$f":"Daten!I5940","v":0},{"$f":"Daten!J5940","v":0},null,null,0,0,0,0,0,0]
[null,5915,247,9,{"$f":"Daten!I5944","v":0},{"$f":"Daten!J5944","v":0},null,null,0,0,0,0,0,0]
[null,5918,247,9,{"$f":"Daten!I5947","v":0},{"$f":"Daten!J5947","v":0},null,null,0,0,0,0,0,0]
[null,5922,247,9,{"$f":"Daten!I5951","v":0},{"$f":"Daten!J5951","v":0},null,null,0,0,0,0,0,0]
[null,5923,247,9,{"$f":"Daten!I5952","v":0},{"$f":"Daten!J5952","v":0},null,null,0,0,0,0,0,0]
[null,5926,247,9,{"$f":"Daten!I5955","v":0},{"$f":"Daten!J5955","v":0},null,null,0,0,0,0,0,0]
[null,5930,248,9,{"$f":"Daten!I5959","v":0},{"$f":"Daten!J5959","v":0},null,null,0,0,0,0,0,0]
[null,5933,248,9,{"$f":"Daten!I5962","v":0},{"$f":"Daten!J5962","v":0},null,null,0,0,0,0,0,0]
[null,5936,248,9,{"$f":"Daten!I5965","v":0},{"$f":"Daten!J5965","v":0},null,null,0,0,0,0,0,0]
[null,5939,248,9,{"$f":"Daten!I5968","v":0},{"$f":"Daten!J5968","v":0},null,null,0,0,0,0,0,0]
[null,5944,248,9,{"$f":"Daten!I5973","v":0},{"$f":"Daten!J5973","v":0},null,null,0,0,0,0,0,0]
[null,5945,248,9,{"$f":"Daten!I5974","v":0},{"$f":"Daten!J5974","v":0},null,null,0,0,0,0,0,0]
[null,5948,248,9,{"$f":"Daten!I5977","v":0},{"$f":"Daten!J5977","v":0},null,null,0,0,0,0,0,0]
[null,5951,248,9,{"$f":"Daten!I5980","v":0},{"$f":"Daten!J5980","v":0},null,null,0,0,0,0,0,0]
[null,5955,249,9,{"$f":"Daten!I5984","v":0},{"$f":"Daten!J5984","v":0},null,null,{"$f":"N5970","v":0},0,0,0,0,0]
[null,5958,249,9,{"$f":"Daten!I5987","v":0},{"$f":"Daten!J5987","v":0},null,null,0,0,0,0,0,0]
[null,5961,249,9,{"$f":"Daten!I5990","v":0},{"$f":"Daten!J5990","v":0},null,null,0,0,0,0,0,0]
[null,5964,249,9,{"$f":"Daten!I5993","v":0},{"$f":"Daten!J5993","v":0},null,null,0,0,0,0,0,0]
[null,5969,249,9,{"$f":"Daten!I5998","v":0},{"$f":"Daten!J5998","v":0},null,null,0,0,0,0,0,0]
[null,5970,249,9,{"$f":"Daten!I5999","v":0},{"$f":"Daten!J5999","v":0},null,null,0,0,0,0,0,0]
[null,5973,249,9,{"$f":"Daten!I6002","v":0},{"$f":"Daten!J6002","v":0},null,null,0,0,0,0,0,0]
[null,5976,249,9,{"$f":"Daten!I6005","v":0},{"$f":"Daten!J6005","v":0},null,null,0,0,0,0,0,0]
[null,5980,250,9,{"$f":"Daten!I6009","v":0},{"$f":"Daten!J6009","v":0},null,null,0,0,0,0,0,0]
[null,5983,250,9,{"$f":"Daten!I6012","v":0},{"$f":"Daten!J6012","v":0},null,null,0,0,0,0,0,0]
[null,5985,250,9,{"$f":"Daten!I6014","v":0},{"$f":"Daten!J6014","v":0},null,null,0,0,0,0,0,0]
[null,5991,250,9,{"$f":"Daten!I6020","v":0},{"$f":"Daten!J6020","v":0},null,null,0,0,0,0,0,0]
[null,5994,250,9,{"$f":"Daten!I6023","v":0},{"$f":"Daten!J6023","v":0},null,null,0,0,0,0,0,0]
[null,5995,250,9,{"$f":"Daten!I6024","v":0},{"$f":"Daten!J6024","v":0},null,null,0,0,0,0,0,0]
[null,5998,250,9,{"$f":"Daten!I6027","v":0},{"$f":"Daten!J6027","v":0},null,null,0,0,0,0,0,0]
[null,6001,251,9,{"$f":"Daten!I6030","v":0},{"$f":"Daten!J6030","v":0},null,null,0,0,0,0,0,0]
[null,6005,251,9,{"$f":"Daten!I6034","v":0},{"$f":"Daten!J6034","v":0},null,null,0,0,0,0,0,0]
[null,6010,251,9,{"$f":"Daten!I6039","v":0},{"$f":"Daten!J6039","v":0},null,null,0,0,0,0,0,0]
[null,6013,251,9,{"$f":"Daten!I6042","v":0},{"$f":"Daten!J6042","v":0},null,null,0,0,0,0,0,0]
[null,6016,251,9,{"$f":"Daten!I6045","v":0},{"$f":"Daten!J6045","v":0},null,null,0,0,0,0,0,0]
[null,6019,251,9,{"$f":"Daten!I6048","v":0},{"$f":"Daten!J6048","v":0},null,null,{"$f":"N6034","v":0},0,0,0,0,0]
[null,6020,251,9,{"$f":"Daten!I6049","v":0},{"$f":"Daten!J6049","v":0},null,null,0,0,0,0,0,0]
[null,6023,251,9,{"$f":"Daten!I6052","v":0},{"$f":"Daten!J6052","v":0},null,null,0,0,0,0,0,0]
[null,6026,252,9,{"$f":"Daten!I6055","v":0},{"$f":"Daten!J6055","v":0},null,null,0,0,0,0,0,0]
[null,6031,252,9,{"$f":"Daten!I6060","v":0},{"$f":"Daten!J6060","v":0},null,null,0,0,0,0,0,0]
[null,6034,252,9,{"$f":"Daten!I6063","v":0},{"$f":"Daten!J6063","v":0},null,null,0,0,0,0,0,0]
[null,6038,252,9,{"$f":"Daten!I6067","v":0},{"$f":"Daten!J6067","v":0},null,null,0,0,0,0,0,0]
[null,6041,252,9,{"$f":"Daten!I6070","v":0},{"$f":"Daten!J6070","v":0},null,null,0,0,0,0,0,0]
[null,6044,252,9,{"$f":"Daten!I6073","v":0},{"$f":"Daten!J6073","v":0},null,null,0,0,0,0,0,0]
[null,6045,252,9,{"$f":"Daten!I6074","v":0},{"$f":"Daten!J6074","v":0},null,null,0,0,0,0,0,0]
[null,6048,252,9,{"$f":"Daten!I6077","v":0},{"$f":"Daten!J6077","v":0},null,null,0,0,0,0,0,0]
[null,6052,253,9,{"$f":"Daten!I6081","v":0},{"$f":"Daten!J6081","v":0},null,null,0,0,0,0,0,0]
[null,6056,253,9,{"$f":"Daten!I6085","v":0},{"$f":"Daten!J6085","v":0},null,null,0,0,0,0,0,0]
[null,6059,253,9,{"$f":"Daten!I6088","v":0},{"$f":"Daten!J6088","v":0},null,null,0,0,0,0,0,0]
[null,6063,253,9,{"$f":"Daten!I6092","v":0},{"$f":"Daten!J6092","v":0},null,null,0,0,0,0,0,0]
[null,6066,253,9,{"$f":"Daten!I6095","v":0},{"$f":"Daten!J6095","v":0},null,null,0,0,0,0,0,0]
[null,6069,253,9,{"$f":"Daten!I6098","v":0},{"$f":"Daten!J6098","v":0},null,null,0,0,0,0,0,0]
[null,6070,253,9,{"$f":"Daten!I6099","v":0},{"$f":"Daten!J6099","v":0},null,null,0,0,0,0,0,0]
[null,6073,254,9,{"$f":"Daten!I6102","v":0},{"$f":"Daten!J6102","v":0},null,null,0,0,0,0,0,0]
[null,6077,254,9,{"$f":"Daten!I6106","v":0},{"$f":"Daten!J6106","v":0},null,null,0,0,0,0,0,0]
[null,6081,254,9,{"$f":"Daten!I6110","v":0},{"$f":"Daten!J6110","v":0},null,null,0,0,0,0,0,{"$f":"IF(L6097>0,I6097+L6097*Wirkungsgrad,I6097+L6097)","v":0}]
[null,6084,254,9,{"$f":"Daten!I6113","v":0},{"$f":"Daten!J6113","v":0},null,null,0,0,0,0,0,0]
[null,6088,254,9,{"$f":"Daten!I6117","v":0},{"$f":"Daten!J6117","v":0},null,null,0,0,0,0,0,0]
[null,6091,254,9,{"$f":"Daten!I6120","v":0},{"$f":"Daten!J6120","v":0},null,null,0,0,0,0,0,0]
[null,6094,254,9,{"$f":"Daten!I6123","v":0},{"$f":"Daten!J6123","v":0},null,null,0,0,0,0,0,0]
[null,6095,254,9,{"$f":"Daten!I6124","v":0},{"$f":"Daten!J6124","v":0},null,null,0,0,0,0,0,0]
[null,6098,255,9,{"$f":"Daten!I6127","v":0},{"$f":"Daten!J6127","v":0},null,null,0,0,0,0,0,0]
[null,6103,255,9,{"$f":"Daten!I6132","v":0},{"$f":"Daten!J6132","v":0},null,null,0,0,0,0,0,0]
[null,6106,255,9,{"$f":"Daten!I6135","v":0},{"$f":"Daten!J6135","v":0},null,null,0,0,0,0,0,0]
[null,6109,255,9,{"$f":"Daten!I6138","v":0},{"$f":"Daten!J6138","v":0},null,null,0,0,0,0,0,0]
[null,6113,255,9,{"$f":"Daten!I6142","v":0},{"$f":"Daten!J6142","v":0},null,null,0,0,0,0,0,0]
[null,6116,255,9,{"$f":"Daten!I6145","v":0},{"$f":"Daten!J6145","v":0},null,null,0,0,0,0,0,0]
[null,6117,255,9,{"$f":"Daten!I6146","v":0},{"$f":"Daten!J6146","v":0},null,null,0,0,0,0,0,0]
[null,6123,256,9,{"$f":"Daten!I6152","v":0},{"$f":"Daten!J6152","v":0},null,null,0,0,0,0,0,0]
[null,6124,256,9,{"$f":"Daten!I6153","v":0},{"$f":"Daten!J6153","v":0},null,null,0,0,0,0,0,0]
[null,6128,256,9,{"$f":"Daten!I6157","v":0},{"$f":"Daten!J6157","v":0},null,null,0,0,0,0,0,0]
[null,6131,256,9,{"$f":"Daten!I6160","v":0},{"$f":"Daten!J6160","v":0},null,null,0,0,0,0,0,0]
[null,6134,256,9,{"$f":"Daten!I6163","v":0},{"$f":"Daten!J6163","v":0},null,null,0,0,0,0,0,0]
[null,6138,256,9,{"$f":"Daten!I6167","v":0},{"$f":"Daten!J6167","v":0},null,null,0,0,0,0,0,0]
[null,6141,256,9,{"$f":"Daten!I6170","v":0},{"$f":"Daten!J6170","v":0},null,null,0,0,0,0,0,0]
[null,6142,256,9,{"$f":"Daten!I6171","v":0},{"$f":"Daten!J6171","v":0},null,null,0,0,0,0,0,0]
[null,6148,257,9,{"$f":"Daten!I6177","v":0},{"$f":"Daten!J6177","v":0},null,null,0,0,0,0,0,0]
[null,6149,257,9,{"$f":"Daten!I6178","v":0},{"$f":"Daten!J6178","v":0},null,null,0,0,0,0,0,0]
[null,6153,257,9,{"$f":"Daten!I6182","v":0},{"$f":"Daten!J6182","v":0},null,null,0,0,0,0,0,0]
[null,6156,257,9,{"$f":"Daten!I6185","v":0},{"$f":"Daten!J6185","v":0},null,null,0,0,0,0,0,0]
[null,6160,257,9,{"$f":"Daten!I6189","v":0},{"$f":"Daten!J6189","v":0},null,null,0,0,0,0,0,0]
[null,6163,257,9,{"$f":"Daten!I6192","v":0},{"$f":"Daten!J6192","v":0},null,null,0,0,0,0,0,0]
[null,6166,257,9,{"$f":"Daten!I6195","v":0},{"$f":"Daten!J6195","v":0},null,null,0,0,0,0,0,0]
[null,6169,258,9,{"$f":"Daten!I6198","v":0},{"$f":"Daten!J6198","v":0},null,null,0,0,0,0,0,0]
[null,6171,258,9,{"$f":"Daten!I6200","v":0},{"$f":"Daten!J6200","v":0},null,null,0,0,0,0,0,0]
[null,6174,258,9,{"$f":"Daten!I6203","v":0},{"$f":"Daten!J6203","v":0},null,null,0,0,0,0,0,0]
[null,6178,258,9,{"$f":"Daten!I6207","v":0},{"$f":"Daten!J6207","v":0},null,null,0,0,0,0,0,0]
[null,6181,258,9,{"$f":"Daten!I6210","v":0},{"$f":"Daten!J6210","v":0},null,null,0,0,0,0,0,0]
[null,6185,258,9,{"$f":"Daten!I6214","v":0},{"$f":"Daten!J6214","v":0},null,null,0,0,0,0,0,0]
[null,6188,258,9,{"$f":"Daten!I6217","v":0},{"$f":"Daten!J6217","v":0},null,null,0,0,0,0,0,0]
[null,6190,258,9,{"$f":"Daten!I6219","v":0},{"$f":"Daten!J6219","v":0},null,null,0,0,0,0,0,0]
[null,6193,259,9,{"$f":"Daten!I6222","v":0},{"$f":"Daten!J6222","v":0},null,null,0,0,0,0,0,0]
[null,6196,259,9,{"$f":"Daten!I6225","v":0},{"$f":"Daten!J6225","v":0},null,null,0,0,0,0,0,0]
[null,6199,259,9,{"$f":"Daten!I6228","v":0},{"$f":"Daten!J6228","v":0},null,null,0,0,0,0,0,0]
[null,6203,259,9,{"$f":"Daten!I6232","v":0},{"$f":"Daten!J6232","v":0},null,null,0,0,0,0,0,0]
[null,6206,259,9,{"$f":"Daten!I6235","v":0},{"$f":"Daten!J6235","v":0},null,null,0,0,0,0,0,0]
[null,6210,{"$f":"CEILING(B6226/24,1)","v":259},{"$f":"MONTH(C6226)","v":9},{"$f":"Daten!I6239","v":0},{"$f":"Daten!J6239","v":0},null,null,0,{"$f":"MIN(E6226,F6226+I6226)","v":0},{"$f":"E6226-J6226","v":0},{"$f":"MIN((F6226-J6226),BatteriespeicherWh-I6226)","v":0},{"$f":"F6226-(J6226+L6226)","v":0},0]
[null,6211,259,9,{"$f":"Daten!I6240","v":0},{"$f":"Daten!J6240","v":0},null,null,{"$f":"N6226","v":0},0,0,0,0,0]
[null,6217,260,9,{"$f":"Daten!I6246","v":0},{"$f":"Daten!J6246","v":0},null,null,0,0,0,0,0,0]
[null,6218,260,9,{"$f":"Daten!I6247","v":0},{"$f":"Daten!J6247","v":0},null,null,0,0,0,0,0,0]
[null,6221,260,9,{"$f":"Daten!I6250","v":0},{"$f":"Daten!J6250","v":0},null,null,0,0,0,0,0,0]
[null,6225,260,9,{"$f":"Daten!I6254","v":0},{"$f":"Daten!J6254","v":0},null,null,0,0,0,0,0,0]
[null,6228,260,9,{"$f":"Daten!I6257","v":0},{"$f":"Daten!J6257","v":0},null,null,0,0,0,0,0,0]
[null,6231,260,9,{"$f":"Daten!I6260","v":0},{"$f":"Daten!J6260","v":0},null,null,0,0,0,0,0,0]
[null,6235,260,9,{"$f":"Daten!I6264","v":0},{"$f":"Daten!J6264","v":0},null,null,0,0,0,0,0,0]
[null,6236,260,9,{"$f":"Daten!I6265","v":0},{"$f":"Daten!J6265","v":0},null,null,0,0,0,0,0,0]
[null,6242,261,9,{"$f":"Daten!I6271","v":0},{"$f":"Daten!J6271","v":0},null,null,0,0,0,0,0,0]
[null,6243,261,9,{"$f":"Daten!I6272","v":0},{"$f":"Daten!J6272","v":0},null,null,0,0,0,0,0,0]
[null,6246,261,9,{"$f":"Daten!I6275","v":0},{"$f":"Daten!J6275","v":0},null,null,0,0,0,0,0,0]
[null,6250,261,9,{"$f":"Daten!I6279","v":0},{"$f":"Daten!J6279","v":0},null,null,0,0,0,0,0,0]
[null,6253,261,9,{"$f":"Daten!I6282","v":0},{"$f":"Daten!J6282","v":0},null,null,0,0,0,0,0,0]
[null,6256,261,9,{"$f":"Daten!I6285","v":0},{"$f":"Daten!J6285","v":0},null,null,0,0,0,0,0,0]
[null,6261,261,9,{"$f":"Daten!I6290","v":0},{"$f":"Daten!J6290","v":0},null,null,0,0,0,0,0,0]
[null,6264,261,9,{"$f":"Daten!I6293","v":0},{"$f":"Daten!J6293","v":0},null,null,0,0,0,0,0,0]
[null,6265,262,9,{"$f":"Daten!I6294","v":0},{"$f":"Daten!J6294","v":0},null,null,0,0,0,0,0,0]
[null,6268,262,9,{"$f":"Daten!I6297","v":0},{"$f":"Daten!J6297","v":0},null,null,0,0,0,0,0,0]
[null,6271,262,9,{"$f":"Daten!I6300","v":0},{"$f":"Daten!J6300","v":0},null,null,0,0,0,0,0,0]
[null,6275,262,9,{"$f":"Daten!I6304","v":0},{"$f":"Daten!J6304","v":0},null,null,{"$f":"N6290","v":0},0,0,0,0,0]
[null,6278,262,9,{"$f":"Daten!I6307","v":0},{"$f":"Daten!J6307","v":0},null,null,0,0,0,0,0,0]
[null,6282,262,9,{"$f":"Daten!I6311","v":0},{"$f":"Daten!J6311","v":0},null,null,0,0,0,0,0,0]
[null,6286,262,9,{"$f":"Daten!I6315","v":0},{"$f":"Daten!J6315","v":0},null,null,0,0,0,0,0,0]
[null,6289,263,9,{"$f":"Daten!I6318","v":0},{"$f":"Daten!J6318","v":0},null,null,0,0,0,0,0,0]
[null,6290,263,9,{"$f":"Daten!I6319","v":0},{"$f":"Daten!J6319","v":0},null,null,0,0,0,0,0,0]
[null,6293,263,9,{"$f":"Daten!I6322","v":0},{"$f":"Daten!J6322","v":0},null,null,0,0,0,0,0,0]
[null,6296,263,9,{"$f":"Daten!I6325","v":0},{"$f":"Daten!J6325","v":0},null,null,0,0,0,0,0,0]
[null,6300,263,9,{"$f":"Daten!I6329","v":0},{"$f":"Daten!J6329","v":0},null,null,0,0,0,0,0,0]
[null,6303,263,9,{"$f":"Daten!I6332","v":0},{"$f":"Daten!J6332","v":0},null,null,0,0,0,0,0,0]
[null,6307,263,9,{"$f":"Daten!I6336","v":0},{"$f":"Daten!J6336","v":0},null,null,0,0,0,0,0,0]
[null,6311,263,9,{"$f":"Daten!I6340","v":0},{"$f":"Daten!J6340","v":0},null,null,0,0,0,0,0,0]
[null,6314,264,9,{"$f":"Daten!I6343","v":0},{"$f":"Daten!J6343","v":0},null,null,0,0,0,0,0,0]
[null,6315,264,9,{"$f":"Daten!I6344","v":0},{"$f":"Daten!J6344","v":0},null,null,0,0,0,0,0,0]
[null,6318,264,9,{"$f":"Daten!I6347","v":0},{"$f":"Daten!J6347","v":0},null,null,0,0,0,0,0,0]
[null,6321,264,9,{"$f":"Daten!I6350","v":0},{"$f":"Daten!J6350","v":0},null,null,0,0,0,0,0,0]
[null,6325,264,9,{"$f":"Daten!I6354","v":0},{"$f":"Daten!J6354","v":0},null,null,0,0,0,0,0,0]
[null,6328,264,9,{"$f":"Daten!I6357","v":0},{"$f":"Daten!J6357","v":0},null,null,0,0,0,0,0,0]
[null,6333,264,9,{"$f":"Daten!I6362","v":0},{"$f":"Daten!J6362","v":0},null,null,0,0,0,0,0,0]
[null,6336,264,9,{"$f":"Daten!I6365","v":0},{"$f":"Daten!J6365","v":0},null,null,0,0,0,0,0,0]
[null,6339,265,9,{"$f":"Daten!I6368","v":0},{"$f":"Daten!J6368","v":0},null,null,{"$f":"N6354","v":0},0,0,0,0,0]
[null,6340,265,9,{"$f":"Daten!I6369","v":0},{"$f":"Daten!J6369","v":0},null,null,0,0,0,0,0,0]
[null,6343,265,9,{"$f":"Daten!I6372","v":0},{"$f":"Daten!J6372","v":0},null,null,0,0,0,0,0,0]
[null,6346,265,9,{"$f":"Daten!I6375","v":0},{"$f":"Daten!J6375","v":0},null,null,0,0,0,0,0,0]
[null,6349,265,9,{"$f":"Daten!I6378","v":0},{"$f":"Daten!J6378","v":0},null,null,0,0,0,0,0,0]
[null,6354,265,9,{"$f":"Daten!I6383","v":0},{"$f":"Daten!J6383","v":0},null,null,0,0,0,0,0,0]
[null,6358,265,9,{"$f":"Daten!I6387","v":0},{"$f":"Daten!J6387","v":0},null,null,0,0,0,0,0,0]
[null,6361,266,9,{"$f":"Daten!I6390","v":0},{"$f":"Daten!J6390","v":0},null,null,0,0,0,0,0,0]
[null,6364,266,9,{"$f":"Daten!I6393","v":0},{"$f":"Daten!J6393","v":0},null,null,0,0,0,0,0,0]
[null,6365,266,9,{"$f":"Daten!I6394","v":0},{"$f":"Daten!J6394","v":0},null,null,0,0,0,0,0,0]
[null,6368,266,9,{"$f":"Daten!I6397","v":0},{"$f":"Daten!J6397","v":0},null,null,0,0,0,0,0,0]
[null,6374,266,9,{"$f":"Daten!I6403","v":0},{"$f":"Daten!J6403","v":0},null,null,0,0,0,0,0,0]
[null,6376,266,9,{"$f":"Daten!I6405","v":0},{"$f":"Daten!J6405","v":0},null,null,0,0,0,0,0,0]
[null,6379,266,9,{"$f":"Daten!I6408","v":0},{"$f":"Daten!J6408","v":0},null,null,0,0,0,0,0,0]
[null,6383,266,9,{"$f":"Daten!I6412","v":0},{"$f":"Daten!J6412","v":0},null,null,0,0,0,0,0,0]
[null,6386,267,9,{"$f":"Daten!I6415","v":0},{"$f":"Daten!J6415","v":0},null,null,0,0,0,0,0,0]
[null,6389,267,9,{"$f":"Daten!I6418","v":0},{"$f":"Daten!J6418","v":0},null,null,0,0,0,0,0,0]
[null,6390,267,9,{"$f":"Daten!I6419","v":0},{"$f":"Daten!J6419","v":0},null,null,0,0,0,0,0,0]
[null,6395,267,9,{"$f":"Daten!I6424","v":0},{"$f":"Daten!J6424","v":0},null,null,0,0,0,0,0,0]
[null,6398,267,9,{"$f":"Daten!I6427","v":0},{"$f":"Daten!J6427","v":0},null,null,0,0,0,0,0,0]
[null,6401,267,9,{"$f":"Daten!I6430","v":0},{"$f":"Daten!J6430","v":0},null,null,0,0,0,0,0,{"$f":"IF(L6417>0,I6417+L6417*Wirkungsgrad,I6417+L6417)","v":0}]
[null,6404,267,9,{"$f":"Daten!I6433","v":0},{"$f":"Daten!J6433","v":0},null,null,0,0,0,0,0,0]
[null,6408,267,9,{"$f":"Daten!I6437","v":0},{"$f":"Daten!J6437","v":0},null,null,0,0,0,0,0,0]
[null,6411,268,9,{"$f":"Daten!I6440","v":0},{"$f":"Daten!J6440","v":0},null,null,0,0,0,0,0,0]
[null,6414,268,9,{"$f":"Daten!I6443","v":0},{"$f":"Daten!J6443","v":0},null,null,0,0,0,0,0,0]
[null,6415,268,9,{"$f":"Daten!I6444","v":0},{"$f":"Daten!J6444","v":0},null,null,0,0,0,0,0,0]
[null,6420,268,9,{"$f":"Daten!I6449","v":0},{"$f":"Daten!J6449","v":0},null,null,0,0,0,0,0,0]
[null,6423,268,9,{"$f":"Daten!I6452","v":0},{"$f":"Daten!J6452","v":0},null,null,0,0,0,0,0,0]
[null,6426,268,9,{"$f":"Daten!I6455","v":0},{"$f":"Daten!J6455","v":0},null,null,0,0,0,0,0,0]
[null,6429,268,9,{"$f":"Daten!I6458","v":0},{"$f":"Daten!J6458","v":0},null,null,0,0,0,0,0,0]
[null,6433,269,9,{"$f":"Daten!I6462","v":0},{"$f":"Daten!J6462","v":0},null,null,0,0,0,0,0,0]
[null,6436,269,9,{"$f":"Daten!I6465","v":0},{"$f":"Daten!J6465","v":0},null,null,0,0,0,0,0,0]
[null,6437,269,9,{"$f":"Daten!I6466","v":0},{"$f":"Daten!J6466","v":0},null,null,0,0,0,0,0,0]
[null,6441,269,9,{"$f":"Daten!I6470","v":0},{"$f":"Daten!J6470","v":0},null,null,0,0,0,0,0,0]
[null,6444,269,9,{"$f":"Daten!I6473","v":0},{"$f":"Daten!J6473","v":0},null,null,0,0,0,0,0,0]
[null,6448,269,9,{"$f":"Daten!I6477","v":0},{"$f":"Daten!J6477","v":0},null,null,0,0,0,0,0,0]
[null,6451,269,9,{"$f":"Daten!I6480","v":0},{"$f":"Daten!J6480","v":0},null,null,0,0,0,0,0,0]
[null,6454,269,9,{"$f":"Daten!I6483","v":0},{"$f":"Daten!J6483","v":0},null,null,0,0,0,0,0,0]
[null,6458,270,9,{"$f":"Daten!I6487","v":0},{"$f":"Daten!J6487","v":0},null,null,0,0,0,0,0,0]
[null,6461,270,9,{"$f":"Daten!I6490","v":0},{"$f":"Daten!J6490","v":0},null,null,0,0,0,0,0,0]
[null,6462,270,9,{"$f":"Daten!I6491","v":0},{"$f":"Daten!J6491","v":0},null,null,0,0,0,0,0,0]
[null,6466,{"$f":"CEILING(B6482/24,1)","v":270},{"$f":"MONTH(C6482)","v":9},{"$f":"Daten!I6495","v":0},{"$f":"Daten!J6495","v":0},null,null,0,{"$f":"MIN(E6482,F6482+I6482)","v":0},{"$f":"E6482-J6482","v":0},{"$f":"MIN((F6482-J6482),BatteriespeicherWh-I6482)","v":0},{"$f":"F6482-(J6482+L6482)","v":0},0]
[null,6469,270,9,{"$f":"Daten!I6498","v":0},{"$f":"Daten!J6498","v":0},null,null,0,0,0,0,0,0]
[null,6473,270,9,{"$f":"Daten!I6502","v":0},{"$f":"Daten!J6502","v":0},null,null,0,0,0,0,0,0]
[null,6476,270,9,{"$f":"Daten!I6505","v":0},{"$f":"Daten!J6505","v":0},null,null,0,0,0,0,0,0]
[null,6479,270,9,{"$f":"Daten!I6508","v":0},{"$f":"Daten!J6508","v":0},null,null,0,0,0,0,0,0]
[null,6483,271,9,{"$f":"Daten!I6512","v":0},{"$f":"Daten!J6512","v":0},null,null,0,0,0,0,0,0]
[null,6487,271,9,{"$f":"Daten!I6516","v":0},{"$f":"Daten!J6516","v":0},null,null,0,0,0,0,0,0]
[null,6488,271,9,{"$f":"Daten!I6517","v":0},{"$f":"Daten!J6517","v":0},null,null,0,0,0,0,0,0]
[null,6491,271,9,{"$f":"Daten!I6520","v":0},{"$f":"Daten!J6520","v":0},null,null,0,0,0,0,0,0]
[null,6494,271,9,{"$f":"Daten!I6523","v":0},{"$f":"Daten!J6523","v":0},null,null,0,0,0,0,0,0]
[null,6498,271,9,{"$f":"Daten!I6527","v":0},{"$f":"Daten!J6527","v":0},null,null,0,0,0,0,0,0]
[null,6501,271,9,{"$f":"Daten!I6530","v":0},{"$f":"Daten!J6530","v":0},null,null,0,0,0,0,0,0]
[null,6505,272,9,{"$f":"Daten!I6534","v":0},{"$f":"Daten!J6534","v":0},null,null,0,0,0,0,0,0]
[null,6508,272,9,{"$f":"Daten!I6537","v":0},{"$f":"Daten!J6537","v":0},null,null,0,0,0,0,0,0]
[null,6512,272,9,{"$f":"Daten!I6541","v":0},{"$f":"Daten!J6541","v":0},null,null,0,0,0,0,0,0]
[null,6513,272,9,{"$f":"Daten!I6542","v":0},{"$f":"Daten!J6542","v":0},null,null,0,0,0,0,0,0]
[null,6516,272,9,{"$f":"Daten!I6545","v":0},{"$f":"Daten!J6545","v":0},null,null,0,0,0,0,0,0]
[null,6519,272,9,{"$f":"Daten!I6548","v":0},{"$f":"Daten!J6548","v":0},null,null,0,0,0,0,0,0]
[null,6523,272,9,{"$f":"Daten!I6552","v":0},{"$f":"Daten!J6552","v":0},null,null,0,0,0,0,0,0]
[null,6526,272,9,{"$f":"Daten!I6555","v":0},{"$f":"Daten!J6555","v":0},null,null,0,0,0,0,0,0]
[null,6530,{"$f":"CEILING(B6546/24,1)","v":273},{"$f":"MONTH(C6546)","v":9},{"$f":"Daten!I6559","v":0},{"$f":"Daten!J6559","v":0},null,null,0,{"$f":"MIN(E6546,F6546+I6546)","v":0},{"$f":"E6546-J6546","v":0},{"$f":"MIN((F6546-J6546),BatteriespeicherWh-I6546)","v":0},{"$f":"F6546-(J6546+L6546)","v":0},0]
[null,6533,273,9,{"$f":"Daten!I6562","v":0},{"$f":"Daten!J6562","v":0},null,null,0,0,0,0,0,0]
[null,6537,273,9,{"$f":"Daten!I6566","v":0},{"$f":"Daten!J6566","v":0},null,null,0,0,0,0,0,0]
[null,6538,273,9,{"$f":"Daten!I6567","v":0},{"$f":"Daten!J6567","v":0},null,null,0,0,0,0,0,0]
[null,6541,273,9,{"$f":"Daten!I6570","v":0},{"$f":"Daten!J6570","v":0},null,null,0,0,0,0,0,0]
[null,6544,273,9,{"$f":"Daten!I6573","v":0},{"$f":"Daten!J6573","v":0},null,null,0,0,0,0,0,0]
[null,6548,273,9,{"$f":"Daten!I6577","v":0},{"$f":"Daten!J6577","v":0},null,null,0,0,0,0,0,0]
[null,6551,273,9,{"$f":"Daten!I6580","v":0},{"$f":"Daten!J6580","v":0},null,null,0,0,0,0,0,0]
[null,6554,274,9,{"$f":"Daten!I6583","v":0},{"$f":"Daten!J6583","v":0},null,null,0,0,0,0,0,0]
[null,6559,274,9,{"$f":"Daten!I6588","v":0},{"$f":"Daten!J6588","v":0},null,null,0,0,0,0,0,0]
[null,6562,274,9,{"$f":"Daten!I6591","v":0},{"$f":"Daten!J6591","v":0},null,null,0,0,0,0,0,0]
[null,6563,274,9,{"$f":"Daten!I6592","v":0},{"$f":"Daten!J6592","v":0},null,null,0,0,0,0,0,0]
[null,6566,274,9,{"$f":"Daten!I6595","v":0},{"$f":"Daten!J6595","v":0},null,null,0,0,0,0,0,0]
[null,6570,274,9,{"$f":"Daten!I6599","v":0},{"$f":"Daten!J6599","v":0},null,null,0,0,0,0,0,0]
[null,6573,274,9,{"$f":"Daten!I6602","v":0},{"$f":"Daten!J6602","v":0},null,null,0,0,0,0,0,0]
[null,6575,274,9,{"$f":"Daten!I6604","v":0},{"$f":"Daten!J6604","v":0},null,null,0,0,0,0,0,0]
[null,6581,275,10,{"$f":"Daten!I6610","v":0},{"$f":"Daten!J6610","v":0},null,null,0,0,0,0,0,0]
[null,6584,275,10,{"$f":"Daten!I6613","v":0},{"$f":"Daten!J6613","v":0},null,null,0,0,0,0,0,0]
[null,6587,275,10,{"$f":"Daten!I6616","v":0},{"$f":"Daten!J6616","v":0},null,null,0,0,0,0,0,0]
[null,6588,275,10,{"$f":"Daten!I6617","v":0},{"$f":"Daten!J6617","v":0},null,null,0,0,0,0,0,0]
[null,6591,275,10,{"$f":"Daten!I6620","v":0},{"$f":"Daten!J6620","v":0},null,null,0,0,0,0,0,0]
[null,6595,275,10,{"$f":"Daten!I6624","v":0},{"$f":"Daten!J6624","v":0},null,null,{"$f":"N6610","v":0},0,0,0,0,0]
[null,6598,275,10,{"$f":"Daten!I6627","v":0},{"$f":"Daten!J6627","v":0},null,null,0,0,0,0,0,0]
[null,6600,275,10,{"$f":"Daten!I6629","v":0},{"$f":"Daten!J6629","v":0},null,null,0,0,0,0,0,0]
[null,6606,276,10,{"$f":"Daten!I6635","v":0},{"$f":"Daten!J6635","v":0},null,null,0,0,0,0,0,0]
[null,6609,276,10,{"$f":"Daten!I6638","v":0},{"$f":"Daten!J6638","v":0},null,null,0,0,0,0,0,0]
[null,6610,276,10,{"$f":"Daten!I6639","v":0},{"$f":"Daten!J6639","v":0},null,null,0,0,0,0,0,0]
[null,6613,276,10,{"$f":"Daten!I6642","v":0},{"$f":"Daten!J6642","v":0},null,null,0,0,0,0,0,0]
[null,6616,276,10,{"$f":"Daten!I6645","v":0},{"$f":"Daten!J6645","v":0},null,null,0,0,0,0,0,0]
[null,6620,276,10,{"$f":"Daten!I6649","v":0},{"$f":"Daten!J6649","v":0},null,null,0,0,0,0,0,0]
[null,6625,277,10,{"$f":"Daten!I6654","v":0},{"$f":"Daten!J6654","v":0},null,null,0,0,0,0,0,0]
[null,6627,277,10,{"$f":"Daten!I6656","v":0},{"$f":"Daten!J6656","v":0},null,null,0,0,0,0,0,0]
[null,6631,277,10,{"$f":"Daten!I6660","v":0},{"$f":"Daten!J6660","v":0},null,null,0,0,0,0,0,0]
[null,6634,277,10,{"$f":"Daten!I6663","v":0},{"$f":"Daten!J6663","v":0},null,null,0,0,0,0,0,0]
[null,6635,277,10,{"$f":"Daten!I6664","v":0},{"$f":"Daten!J6664","v":0},null,null,0,0,0,0,0,0]
[null,6638,277,10,{"$f":"Daten!I6667","v":0},{"$f":"Daten!J6667","v":0},null,null,0,0,0,0,0,0]
[null,6641,277,10,{"$f":"Daten!I6670","v":0},{"$f":"Daten!J6670","v":0},null,null,0,0,0,0,0,0]
[null,6646,277,10,{"$f":"Daten!I6675","v":0},{"$f":"Daten!J6675","v":0},null,null,0,0,0,0,0,0]
[null,6649,278,10,{"$f":"Daten!I6678","v":0},{"$f":"Daten!J6678","v":0},null,null,0,0,0,0,0,0]
[null,6652,278,10,{"$f":"Daten!I6681","v":0},{"$f":"Daten!J6681","v":0},null,null,0,0,0,0,0,0]
[null,6656,278,10,{"$f":"Daten!I6685","v":0},{"$f":"Daten!J6685","v":0},null,null,0,0,0,0,0,0]
[null,6659,278,10,{"$f":"Daten!I6688","v":0},{"$f":"Daten!J6688","v":0},null,null,{"$f":"N6674","v":0},0,0,0,0,0]
[null,6660,278,10,{"$f":"Daten!I6689","v":0},{"$f":"Daten!J6689","v":0},null,null,0,0,0,0,0,0]
[null,6663,278,10,{"$f":"Daten!I6692","v":0},{"$f":"Daten!J6692","v":0},null,null,0,0,0,0,0,0]
[null,6667,278,10,{"$f":"Daten!I6696","v":0},{"$f":"Daten!J6696","v":0},null,null,0,0,0,0,0,0]
[null,6671,278,10,{"$f":"Daten!I6700","v":0},{"$f":"Daten!J6700","v":0},null,null,0,0,0,0,0,0]
[null,6674,279,10,{"$f":"Daten!I6703","v":0},{"$f":"Daten!J6703","v":0},null,null,0,0,0,0,0,0]
[null,6678,279,10,{"$f":"Daten!I6707","v":0},{"$f":"Daten!J6707","v":0},null,null,0,0,0,0,0,0]
[null,6681,279,10,{"$f":"Daten!I6710","v":0},{"$f":"Daten!J6710","v":0},null,null,0,0,0,0,0,0]
[null,6684,279,10,{"$f":"Daten!I6713","v":0},{"$f":"Daten!J6713","v":0},null,null,0,0,0,0,0,0]
[null,6685,279,10,{"$f":"Daten!I6714","v":0},{"$f":"Daten!J6714","v":0},null,null,0,0,0,0,0,0]
[null,6688,279,10,{"$f":"Daten!I6717","v":0},{"$f":"Daten!J6717","v":0},null,null,0,0,0,0,0,0]
[null,6692,279,10,{"$f":"Daten!I6721","v":0},{"$f":"Daten!J6721","v":0},null,null,0,0,0,0,0,0]
[null,6696,279,10,{"$f":"Daten!I6725","v":0},{"$f":"Daten!J6725","v":0},null,null,0,0,0,0,0,0]
[null,6699,280,10,{"$f":"Daten!I6728","v":0},{"$f":"Daten!J6728","v":0},null,null,0,0,0,0,0,0]
[null,6703,280,10,{"$f":"Daten!I6732","v":0},{"$f":"Daten!J6732","v":0},null,null,0,0,0,0,0,0]
[null,6706,280,10,{"$f":"Daten!I6735","v":0},{"$f":"Daten!J6735","v":0},null,null,0,0,0,0,0,0]
[null,6709,280,10,{"$f":"Daten!I6738","v":0},{"$f":"Daten!J6738","v":0},null,null,0,0,0,0,0,0]
[null,6710,280,10,{"$f":"Daten!I6739","v":0},{"$f":"Daten!J6739","v":0},null,null,0,0,0,0,0,0]
[null,6713,280,10,{"$f":"Daten!I6742","v":0},{"$f":"Daten!J6742","v":0},null,null,0,0,0,0,0,0]
[null,6718,280,10,{"$f":"Daten!I6747","v":0},{"$f":"Daten!J6747","v":0},null,null,0,0,0,0,0,0]
[null,6721,281,10,{"$f":"Daten!I6750","v":0},{"$f":"Daten!J6750","v":0},null,null,0,0,0,0,0,{"$f":"IF(L6737>0,I6737+L6737*Wirkungsgrad,I6737+L6737)","v":0}]
[null,6724,281,10,{"$f":"Daten!I6753","v":0},{"$f":"Daten!J6753","v":0},null,null,0,0,0,0,0,0]
[null,6728,281,10,{"$f":"Daten!I6757","v":0},{"$f":"Daten!J6757","v":0},null,null,0,0,0,0,0,0]
[null,6731,281,10,{"$f":"Daten!I6760","v":0},{"$f":"Daten!J6760","v":0},null,null,0,0,0,0,0,0]
[null,6734,281,10,{"$f":"Daten!I6763","v":0},{"$f":"Daten!J6763","v":0},null,null,0,0,0,0,0,0]
[null,6738,281,10,{"$f":"Daten!I6767","v":0},{"$f":"Daten!J6767","v":0},null,null,0,0,0,0,0,0]
[null,6739,281,10,{"$f":"Daten!I6768","v":0},{"$f":"Daten!J6768","v":0},null,null,0,0,0,0,0,0]
[null,6743,281,10,{"$f":"Daten!I6772","v":0},{"$f":"Daten!J6772","v":0},null,null,0,0,0,0,0,0]
[null,6746,282,10,{"$f":"Daten!I6775","v":0},{"$f":"Daten!J6775","v":0},null,null,0,0,0,0,0,0]
[null,6749,282,10,{"$f":"Daten!I6778","v":0},{"$f":"Daten!J6778","v":0},null,null,0,0,0,0,0,0]
[null,6753,282,10,{"$f":"Daten!I6782","v":0},{"$f":"Daten!J6782","v":0},null,null,0,0,0,0,0,0]
[null,6756,282,10,{"$f":"Daten!I6785","v":0},{"$f":"Daten!J6785","v":0},null,null,0,0,0,0,0,0]
[null,6759,282,10,{"$f":"Daten!I6788","v":0},{"$f":"Daten!J6788","v":0},null,null,0,0,0,0,0,0]
[null,6761,282,10,{"$f":"Daten!I6790","v":0},{"$f":"Daten!J6790","v":0},null,null,0,0,0,0,0,0]
[null,6764,282,10,{"$f":"Daten!I6793","v":0},{"$f":"Daten!J6793","v":0},null,null,0,0,0,0,0,0]
[null,6768,282,10,{"$f":"Daten!I6797","v":0},{"$f":"Daten!J6797","v":0},null,null,0,0,0,0,0,0]
[null,6771,283,10,{"$f":"Daten!I6800","v":0},{"$f":"Daten!J6800","v":0},null,null,0,0,0,0,0,0]
[null,6774,283,10,{"$f":"Daten!I6803","v":0},{"$f":"Daten!J6803","v":0},null,null,0,0,0,0,0,0]
[null,6778,283,10,{"$f":"Daten!I6807","v":0},{"$f":"Daten!J6807","v":0},null,null,0,0,0,0,0,0]
[null,6780,283,10,{"$f":"Daten!I6809","v":0},{"$f":"Daten!J6809","v":0},null,null,0,0,0,0,0,0]
[null,6783,283,10,{"$f":"Daten!I6812","v":0},{"$f":"Daten!J6812","v":0},null,null,0,0,0,0,0,0]
[null,6786,{"$f":"CEILING(B6802/24,1)","v":283},{"$f":"MONTH(C6802)","v":10},{"$f":"Daten!I6815","v":0},{"$f":"Daten!J6815","v":0},null,null,0,{"$f":"MIN(E6802,F6802+I6802)","v":0},{"$f":"E6802-J6802","v":0},{"$f":"MIN((F6802-J6802),BatteriespeicherWh-I6802)","v":0},{"$f":"F6802-(J6802+L6802)","v":0},0]
[null,6789,283,10,{"$f":"Daten!I6818","v":0},{"$f":"Daten!J6818","v":0},null,null,0,0,0,0,0,0]
[null,6793,284,10,{"$f":"Daten!I6822","v":0},{"$f":"Daten!J6822","v":0},null,null,0,0,0,0,0,0]
[null,6796,284,10,{"$f":"Daten!I6825","v":0},{"$f":"Daten!J6825","v":0},null,null,0,0,0,0,0,0]
[null,6799,284,10,{"$f":"Daten!I6828","v":0},{"$f":"Daten!J6828","v":0},null,null,0,0,0,0,0,0]
[null,6803,284,10,{"$f":"Daten!I6832","v":0},{"$f":"Daten!J6832","v":0},null,null,0,0,0,0,0,0]
[null,6805,284,10,{"$f":"Daten!I6834","v":0},{"$f":"Daten!J6834","v":0},null,null,0,0,0,0,0,0]
[null,6808,284,10,{"$f":"Daten!I6837","v":0},{"$f":"Daten!J6837","v":0},null,null,0,0,0,0,0,0]
[null,6811,284,10,{"$f":"Daten!I6840","v":0},{"$f":"Daten!J6840","v":0},null,null,0,0,0,0,0,0]
[null,6814,284,10,{"$f":"Daten!I6843","v":0},{"$f":"Daten!J6843","v":0},null,null,0,0,0,0,0,0]
[null,6818,285,10,{"$f":"Daten!I6847","v":0},{"$f":"Daten!J6847","v":0},null,null,0,0,0,0,0,0]
[null,6821,285,10,{"$f":"Daten!I6850","v":0},{"$f":"Daten!J6850","v":0},null,null,0,0,0,0,0,0]
[null,6824,285,10,{"$f":"Daten!I6853","v":0},{"$f":"Daten!J6853","v":0},null,null,0,0,0,0,0,0]
[null,6826,285,10,{"$f":"Daten!I6855","v":0},{"$f":"Daten!J6855","v":0},null,null,0,0,0,0,0,0]
[null,6832,285,10,{"$f":"Daten!I6861","v":0},{"$f":"Daten!J6861","v":0},null,null,0,0,0,0,0,0]
[null,6833,285,10,{"$f":"Daten!I6862","v":0},{"$f":"Daten!J6862","v":0},null,null,0,0,0,0,0,0]
[null,6836,285,10,{"$f":"Daten!I6865","v":0},{"$f":"Daten!J6865","v":0},null,null,0,0,0,0,0,0]
[null,6839,285,10,{"$f":"Daten!I6868","v":0},{"$f":"Daten!J6868","v":0},null,null,0,0,0,0,0,0]
[null,6843,286,10,{"$f":"Daten!I6872","v":0},{"$f":"Daten!J6872","v":0},null,null,0,0,0,0,0,0]
[null,6846,286,10,{"$f":"Daten!I6875","v":0},{"$f":"Daten!J6875","v":0},null,null,0,0,0,0,0,0]
[null,6851,286,10,{"$f":"Daten!I6880","v":0},{"$f":"Daten!J6880","v":0},null,null,{"$f":"N6866","v":0},0,0,0,0,0]
[null,6854,286,10,{"$f":"Daten!I6883","v":0},{"$f":"Daten!J6883","v":0},null,null,0,0,0,0,0,0]
[null,6857,286,10,{"$f":"Daten!I6886","v":0},{"$f":"Daten!J6886","v":0},null,null,0,0,0,0,0,0]
[null,6858,286,10,{"$f":"Daten!I6887","v":0},{"$f":"Daten!J6887","v":0},null,null,0,0,0,0,0,0]
[null,6861,286,10,{"$f":"Daten!I6890","v":0},{"$f":"Daten!J6890","v":0},null,null,0,0,0,0,0,0]
[null,6864,286,10,{"$f":"Daten!I6893","v":0},{"$f":"Daten!J6893","v":0},null,null,0,0,0,0,0,0]
[null,6868,287,10,{"$f":"Daten!I6897","v":0},{"$f":"Daten!J6897","v":0},null,null,0,0,0,0,0,0]
[null,6872,287,10,{"$f":"Daten!I6901","v":0},{"$f":"Daten!J6901","v":0},null,null,0,0,0,0,0,0]
[null,6876,287,10,{"$f":"Daten!I6905","v":0},{"$f":"Daten!J6905","v":0},null,null,0,0,0,0,0,0]
[null,6879,287,10,{"$f":"Daten!I6908","v":0},{"$f":"Daten!J6908","v":0},null,null,0,0,0,0,0,0]
[null,6882,287,10,{"$f":"Daten!I6911","v":0},{"$f":"Daten!J6911","v":0},null,null,0,0,0,0,0,0]
[null,6883,287,10,{"$f":"Daten!I6912","v":0},{"$f":"Daten!J6912","v":0},null,null,0,0,0,0,0,0]
[null,6886,287,10,{"$f":"Daten!I6915","v":0},{"$f":"Daten!J6915","v":0},null,null,0,0,0,0,0,0]
[null,6890,288,10,{"$f":"Daten!I6919","v":0},{"$f":"Daten!J6919","v":0},null,null,0,0,0,0,0,0]
[null,6893,288,10,{"$f":"Daten!I6922","v":0},{"$f":"Daten!J6922","v":0},null,null,0,0,0,0,0,0]
[null,6897,288,10,{"$f":"Daten!I6926","v":0},{"$f":"Daten!J6926","v":0},null,null,0,0,0,0,0,0]
[null,6901,288,10,{"$f":"Daten!I6930","v":0},{"$f":"Daten!J6930","v":0},null,null,0,0,0,0,0,0]
[null,6904,288,10,{"$f":"Daten!I6933","v":0},{"$f":"Daten!J6933","v":0},null,null,0,0,0,0,0,0]
[null,6907,288,10,{"$f":"Daten!I6936","v":0},{"$f":"Daten!J6936","v":0},null,null,0,0,0,0,0,0]
[null,6908,288,10,{"$f":"Daten!I6937","v":0},{"$f":"Daten!J6937","v":0},null,null,0,0,0,0,0,0]
[null,6911,288,10,{"$f":"Daten!I6940","v":0},{"$f":"Daten!J6940","v":0},null,null,0,0,0,0,0,0]
[null,6915,289,10,{"$f":"Daten!I6944","v":0},{"$f":"Daten!J6944","v":0},null,null,{"$f":"N6930","v":0},0,0,0,0,0]
[null,6918,289,10,{"$f":"Daten!I6947","v":0},{"$f":"Daten!J6947","v":0},null,null,0,0,0,0,0,0]
[null,6922,289,10,{"$f":"Daten!I6951","v":0},{"$f":"Daten!J6951","v":0},null,null,0,0,0,0,0,0]
[null,6926,289,10,{"$f":"Daten!I6955","v":0},{"$f":"Daten!J6955","v":0},null,null,0,0,0,0,0,0]
[null,6929,289,10,{"$f":"Daten!I6958","v":0},{"$f":"Daten!J6958","v":0},null,null,0,0,0,0,0,0]
[null,6932,289,10,{"$f":"Daten!I6961","v":0},{"$f":"Daten!J6961","v":0},null,null,0,0,0,0,0,0]
[null,6933,289,10,{"$f":"Daten!I6962","v":0},{"$f":"Daten!J6962","v":0},null,null,0,0,0,0,0,0]
[null,6936,289,10,{"$f":"Daten!I6965","v":0},{"$f":"Daten!J6965","v":0},null,null,0,0,0,0,0,0]
[null,6939,290,10,{"$f":"Daten!I6968","v":0},{"$f":"Daten!J6968","v":0},null,null,0,0,0,0,0,0]
[null,6944,290,10,{"$f":"Daten!I6973","v":0},{"$f":"Daten!J6973","v":0},null,null,0,0,0,0,0,0]
[null,6947,290,10,{"$f":"Daten!I6976","v":0},{"$f":"Daten!J6976","v":0},null,null,0,0,0,0,0,0]
[null,6951,290,10,{"$f":"Daten!I6980","v":0},{"$f":"Daten!J6980","v":0},null,null,0,0,0,0,0,0]
[null,6954,290,10,{"$f":"Daten!I6983","v":0},{"$f":"Daten!J6983","v":0},null,null,0,0,0,0,0,0]
[null,6955,290,10,{"$f":"Daten!I6984","v":0},{"$f":"Daten!J6984","v":0},null,null,0,0,0,0,0,0]
[null,6958,290,10,{"$f":"Daten!I6987","v":0},{"$f":"Daten!J6987","v":0},null,null,0,0,0,0,0,0]
[null,6964,291,10,{"$f":"Daten!I6993","v":0},{"$f":"Daten!J6993","v":0},null,null,0,0,0,0,0,0]
[null,6966,291,10,{"$f":"Daten!I6995","v":0},{"$f":"Daten!J6995","v":0},null,null,0,0,0,0,0,0]
[null,6969,291,10,{"$f":"Daten!I6998","v":0},{"$f":"Daten!J6998","v":0},null,null,0,0,0,0,0,0]
[null,6972,291,10,{"$f":"Daten!I7001","v":0},{"$f":"Daten!J7001","v":0},null,null,0,0,0,0,0,0]
[null,6976,291,10,{"$f":"Daten!I7005","v":0},{"$f":"Daten!J7005","v":0},null,null,0,0,0,0,0,0]
[null,6979,291,10,{"$f":"Daten!I7008","v":0},{"$f":"Daten!J7008","v":0},null,null,{"$f":"N6994","v":0},0,0,0,0,0]
[null,6980,291,10,{"$f":"Daten!I7009","v":0},{"$f":"Daten!J7009","v":0},null,null,0,0,0,0,0,0]
[null,6983,291,10,{"$f":"Daten!I7012","v":0},{"$f":"Daten!J7012","v":0},null,null,0,0,0,0,0,0]
[null,6989,292,10,{"$f":"Daten!I7018","v":0},{"$f":"Daten!J7018","v":0},null,null,0,0,0,0,0,0]
[null,6991,292,10,{"$f":"Daten!I7020","v":0},{"$f":"Daten!J7020","v":0},null,null,0,0,0,0,0,0]
[null,6994,292,10,{"$f":"Daten!I7023","v":0},{"$f":"Daten!J7023","v":0},null,null,0,0,0,0,0,0]
[null,6997,292,10,{"$f":"Daten!I7026","v":0},{"$f":"Daten!J7026","v":0},null,null,0,0,0,0,0,0]
[null,7001,292,10,{"$f":"Daten!I7030","v":0},{"$f":"Daten!J7030","v":0},null,null,0,0,0,0,0,0]
[null,7004,292,10,{"$f":"Daten!I7033","v":0},{"$f":"Daten!J7033","v":0},null,null,0,0,0,0,0,0]
[null,7005,292,10,{"$f":"Daten!I7034","v":0},{"$f":"Daten!J7034","v":0},null,null,0,0,0,0,0,0]
[null,7010,293,10,{"$f":"Daten!I7039","v":0},{"$f":"Daten!J7039","v":0},null,null,0,0,0,0,0,0]
[null,7012,293,10,{"$f":"Daten!I7041","v":0},{"$f":"Daten!J7041","v":0},null,null,0,0,0,0,0,0]
[null,7016,293,10,{"$f":"Daten!I7045","v":0},{"$f":"Daten!J7045","v":0},null,null,0,0,0,0,0,0]
[null,7019,293,10,{"$f":"Daten!I7048","v":0},{"$f":"Daten!J7048","v":0},null,null,0,0,0,0,0,0]
[null,7023,293,10,{"$f":"Daten!I7052","v":0},{"$f":"Daten!J7052","v":0},null,null,0,0,0,0,0,0]
[null,7026,293,10,{"$f":"Daten!I7055","v":0},{"$f":"Daten!J7055","v":0},null,null,0,0,0,0,0,0]
[null,7029,293,10,{"$f":"Daten!I7058","v":0},{"$f":"Daten!J7058","v":0},null,null,0,0,0,0,0,0]
[null,7031,293,10,{"$f":"Daten!I7060","v":0},{"$f":"Daten!J7060","v":0},null,null,0,0,0,0,0,0]
[null,7034,294,10,{"$f":"Daten!I7063","v":0},{"$f":"Daten!J7063","v":0},null,null,0,0,0,0,0,0]
[null,7037,294,10,{"$f":"Daten!I7066","v":0},{"$f":"Daten!J7066","v":0},null,null,0,0,0,0,0,0]
[null,7041,294,10,{"$f":"Daten!I7070","v":0},{"$f":"Daten!J7070","v":0},null,null,0,0,0,0,0,{"$f":"IF(L7057>0,I7057+L7057*Wirkungsgrad,I7057+L7057)","v":0}]
[null,7044,294,10,{"$f":"Daten!I7073","v":0},{"$f":"Daten!J7073","v":0},null,null,0,0,0,0,0,0]
[null,7048,294,10,{"$f":"Daten!I7077","v":0},{"$f":"Daten!J7077","v":0},null,null,0,0,0,0,0,0]
[null,7051,294,10,{"$f":"Daten!I7080","v":0},{"$f":"Daten!J7080","v":0},null,null,0,0,0,0,0,0]
[null,7052,294,10,{"$f":"Daten!I7081","v":0},{"$f":"Daten!J7081","v":0},null,null,0,0,0,0,0,0]
[null,7056,294,10,{"$f":"Daten!I7085","v":0},{"$f":"Daten!J7085","v":0},null,null,0,0,0,0,0,0]
[null,7059,295,10,{"$f":"Daten!I7088","v":0},{"$f":"Daten!J7088","v":0},null,null,0,0,0,0,0,0]
[null,7063,295,10,{"$f":"Daten!I7092","v":0},{"$f":"Daten!J7092","v":0},null,null,0,0,0,0,0,0]
[null,7066,295,10,{"$f":"Daten!I7095","v":0},{"$f":"Daten!J7095","v":0},null,null,0,0,0,0,0,0]
[null,7069,295,10,{"$f":"Daten!I7098","v":0},{"$f":"Daten!J7098","v":0},null,null,0,0,0,0,0,0]
[null,7073,295,10,{"$f":"Daten!I7102","v":0},{"$f":"Daten!J7102","v":0},null,null,0,0,0,0,0,0]
[null,7076,295,10,{"$f":"Daten!I7105","v":0},{"$f":"Daten!J7105","v":0},null,null,0,0,0,0,0,0]
[null,7077,295,10,{"$f":"Daten!I7106","v":0},{"$f":"Daten!J7106","v":0},null,null,0,0,0,0,0,0]
[null,7081,296,10,{"$f":"Daten!I7110","v":0},{"$f":"Daten!J7110","v":0},null,null,0,0,0,0,0,0]
[null,7084,296,10,{"$f":"Daten!I7113","v":0},{"$f":"Daten!J7113","v":0},null,null,0,0,0,0,0,0]
[null,7088,296,10,{"$f":"Daten!I7117","v":0},{"$f":"Daten!J7117","v":0},null,null,0,0,0,0,0,0]
[null,7091,296,10,{"$f":"Daten!I7120","v":0},{"$f":"Daten!J7120","v":0},null,null,0,0,0,0,0,0]
[null,7094,296,10,{"$f":"Daten!I7123","v":0},{"$f":"Daten!J7123","v":0},null,null,0,0,0,0,0,0]
[null,7098,296,10,{"$f":"Daten!I7127","v":0},{"$f":"Daten!J7127","v":0},null,null,0,0,0,0,0,0]
[null,7102,296,10,{"$f":"Daten!I7131","v":0},{"$f":"Daten!J7131","v":0},null,null,0,0,0,0,0,0]
[null,7105,297,10,{"$f":"Daten!I7134","v":0},{"$f":"Daten!J7134","v":0},null,null,0,0,0,0,0,{"$f":"IF(L7121>0,I7121+L7121*Wirkungsgrad,I7121+L7121)","v":0}]
[null,7106,{"$f":"CEILING(B7122/24,1)","v":297},{"$f":"MONTH(C7122)","v":10},{"$f":"Daten!I7135","v":0},{"$f":"Daten!J7135","v":0},null,null,0,{"$f":"MIN(E7122,F7122+I7122)","v":0},{"$f":"E7122-J7122","v":0},{"$f":"MIN((F7122-J7122),BatteriespeicherWh-I7122)","v":0},{"$f":"F7122-(J7122+L7122)","v":0},0]
[null,7109,297,10,{"$f":"Daten!I7138","v":0},{"$f":"Daten!J7138","v":0},null,null,0,0,0,0,0,0]
[null,7113,297,10,{"$f":"Daten!I7142","v":0},{"$f":"Daten!J7142","v":0},null,null,0,0,0,0,0,0]
[null,7116,297,10,{"$f":"Daten!I7145","v":0},{"$f":"Daten!J7145","v":0},null,null,0,0,0,0,0,0]
[null,7119,297,10,{"$f":"Daten!I7148","v":0},{"$f":"Daten!J7148","v":0},null,null,0,0,0,0,0,0]
[null,7123,297,10,{"$f":"Daten!I7152","v":0},{"$f":"Daten!J7152","v":0},null,null,0,0,0,0,0,0]
[null,7127,297,10,{"$f":"Daten!I7156","v":0},{"$f":"Daten!J7156","v":0},null,null,0,0,0,0,0,0]
[null,7128,297,10,{"$f":"Daten!I7157","v":0},{"$f":"Daten!J7157","v":0},null,null,0,0,0,0,0,0]
[null,7131,298,10,{"$f":"Daten!I7160","v":0},{"$f":"Daten!J7160","v":0},null,null,0,0,0,0,0,0]
[null,7134,298,10,{"$f":"Daten!I7163","v":0},{"$f":"Daten!J7163","v":0},null,null,0,0,0,0,0,0]
[null,7138,298,10,{"$f":"Daten!I7167","v":0},{"$f":"Daten!J7167","v":0},null,null,0,0,0,0,0,0]
[null,7141,298,10,{"$f":"Daten!I7170","v":0},{"$f":"Daten!J7170","v":0},null,null,0,0,0,0,0,0]
[null,7144,298,10,{"$f":"Daten!I7173","v":0},{"$f":"Daten!J7173","v":0},null,null,0,0,0,0,0,0]
[null,7149,298,10,{"$f":"Daten!I7178","v":0},{"$f":"Daten!J7178","v":0},null,null,0,0,0,0,0,0]
[null,7152,298,10,{"$f":"Daten!I7181","v":0},{"$f":"Daten!J7181","v":0},null,null,0,0,0,0,0,0]
[null,7153,299,10,{"$f":"Daten!I7182","v":0},{"$f":"Daten!J7182","v":0},null,null,0,0,0,0,0,0]
[null,7156,299,10,{"$f":"Daten!I7185","v":0},{"$f":"Daten!J7185","v":0},null,null,0,0,0,0,0,0]
[null,7159,299,10,{"$f":"Daten!I7188","v":0},{"$f":"Daten!J7188","v":0},null,null,0,0,0,0,0,0]
[null,7163,299,10,{"$f":"Daten!I7192","v":0},{"$f":"Daten!J7192","v":0},null,null,0,0,0,0,0,0]
[null,7166,299,10,{"$f":"Daten!I7195","v":0},{"$f":"Daten!J7195","v":0},null,null,0,0,0,0,0,0]
[null,7169,299,10,{"$f":"Daten!I7198","v":0},{"$f":"Daten!J7198","v":0},null,null,0,0,0,0,0,{"$f":"IF(L7185>0,I7185+L7185*Wirkungsgrad,I7185+L7185)","v":0}]
[null,7174,299,10,{"$f":"Daten!I7203","v":0},{"$f":"Daten!J7203","v":0},null,null,0,0,0,0,0,0]
[null,7177,300,10,{"$f":"Daten!I7206","v":0},{"$f":"Daten!J7206","v":0},null,null,0,0,0,0,0,0]
[null,7178,300,10,{"$f":"Daten!I7207","v":0},{"$f":"Daten!J7207","v":0},null,null,0,0,0,0,0,0]
[null,7181,300,10,{"$f":"Daten!I7210","v":0},{"$f":"Daten!J7210","v":0},null,null,0,0,0,0,0,0]
[null,7184,300,10,{"$f":"Daten!I7213","v":0},{"$f":"Daten!J7213","v":0},null,null,0,0,0,0,0,0]
[null,7188,300,10,{"$f":"Daten!I7217","v":0},{"$f":"Daten!J7217","v":0},null,null,0,0,0,0,0,0]
[null,7190,300,10,{"$f":"Daten!I7219","v":0},{"$f":"Daten!J7219","v":0},null,null,0,0,0,0,0,0]
[null,7196,300,10,{"$f":"Daten!I7225","v":0},{"$f":"Daten!J7225","v":0},null,null,0,0,0,0,0,0]
[null,7199,300,10,{"$f":"Daten!I7228","v":0},{"$f":"Daten!J7228","v":0},null,null,0,0,0,0,0,0]
[null,7202,301,10,{"$f":"Daten!I7231","v":0},{"$f":"Daten!J7231","v":0},null,null,0,0,0,0,0,0]
[null,7203,301,10,{"$f":"Daten!I7232","v":0},{"$f":"Daten!J7232","v":0},null,null,0,0,0,0,0,0]
[null,7206,301,10,{"$f":"Daten!I7235","v":0},{"$f":"Daten!J7235","v":0},null,null,0,0,0,0,0,0]
[null,7209,301,10,{"$f":"Daten!I7238","v":0},{"$f":"Daten!J7238","v":0},null,null,0,0,0,0,0,0]
[null,7215,301,10,{"$f":"Daten!I7244","v":0},{"$f":"Daten!J7244","v":0},null,null,0,0,0,0,0,0]
[null,7217,301,10,{"$f":"Daten!I7246","v":0},{"$f":"Daten!J7246","v":0},null,null,0,0,0,0,0,0]
[null,7221,301,10,{"$f":"Daten!I7250","v":0},{"$f":"Daten!J7250","v":0},null,null,0,0,0,0,0,0]
[null,7224,301,10,{"$f":"Daten!I7253","v":0},{"$f":"Daten!J7253","v":0},null,null,0,0,0,0,0,0]
[null,7227,302,10,{"$f":"Daten!I7256","v":0},{"$f":"Daten!J7256","v":0},null,null,0,0,0,0,0,0]
[null,7228,302,10,{"$f":"Daten!I7257","v":0},{"$f":"Daten!J7257","v":0},null,null,0,0,0,0,0,0]
[null,7231,302,10,{"$f":"Daten!I7260","v":0},{"$f":"Daten!J7260","v":0},null,null,0,0,0,0,0,0]
[null,7236,302,10,{"$f":"Daten!I7265","v":0},{"$f":"Daten!J7265","v":0},null,null,0,0,0,0,0,0]
[null,7239,302,10,{"$f":"Daten!I7268","v":0},{"$f":"Daten!J7268","v":0},null,null,0,0,0,0,0,0]
[null,7242,302,10,{"$f":"Daten!I7271","v":0},{"$f":"Daten!J7271","v":0},null,null,0,0,0,0,0,0]
[null,7246,302,10,{"$f":"Daten!I7275","v":0},{"$f":"Daten!J7275","v":0},null,null,0,0,0,0,0,0]
[null,7249,303,10,{"$f":"Daten!I7278","v":0},{"$f":"Daten!J7278","v":0},null,null,0,0,0,0,0,0]
[null,7252,303,10,{"$f":"Daten!I7281","v":0},{"$f":"Daten!J7281","v":0},null,null,0,0,0,0,0,0]
[null,7253,303,10,{"$f":"Daten!I7282","v":0},{"$f":"Daten!J7282","v":0},null,null,0,0,0,0,0,0]
[null,7256,303,10,{"$f":"Daten!I7285","v":0},{"$f":"Daten!J7285","v":0},null,null,0,0,0,0,0,0]
[null,7261,303,10,{"$f":"Daten!I7290","v":0},{"$f":"Daten!J7290","v":0},null,null,0,0,0,0,0,0]
[null,7264,303,10,{"$f":"Daten!I7293","v":0},{"$f":"Daten!J7293","v":0},null,null,0,0,0,0,0,0]
[null,7267,303,10,{"$f":"Daten!I7296","v":0},{"$f":"Daten!J7296","v":0},null,null,0,0,0,0,0,0]
[null,7271,303,10,{"$f":"Daten!I7300","v":0},{"$f":"Daten!J7300","v":0},null,null,0,0,0,0,0,0]
[null,7274,304,10,{"$f":"Daten!I7303","v":0},{"$f":"Daten!J7303","v":0},null,null,0,0,0,0,0,0]
[null,7277,304,10,{"$f":"Daten!I7306","v":0},{"$f":"Daten!J7306","v":0},null,null,0,0,0,0,0,0]
[null,7278,304,10,{"$f":"Daten!I7307","v":0},{"$f":"Daten!J7307","v":0},null,null,0,0,0,0,0,0]
[null,7282,304,10,{"$f":"Daten!I7311","v":0},{"$f":"Daten!J7311","v":0},null,null,0,0,0,0,0,0]
[null,7286,304,10,{"$f":"Daten!I7315","v":0},{"$f":"Daten!J7315","v":0},null,null,0,0,0,0,0,0]
[null,7289,304,10,{"$f":"Daten!I7318","v":0},{"$f":"Daten!J7318","v":0},null,null,0,0,0,0,0,0]
[null,7292,304,10,{"$f":"Daten!I7321","v":0},{"$f":"Daten!J7321","v":0},null,null,0,0,0,0,0,0]
[null,7296,304,10,{"$f":"Daten!I7325","v":0},{"$f":"Daten!J7325","v":0},null,null,0,0,0,0,0,0]
[null,7299,305,10,{"$f":"Daten!I7328","v":0},{"$f":"Daten!J7328","v":0},null,null,{"$f":"N7314","v":0},0,0,0,0,0]
[null,7300,305,10,{"$f":"Daten!I7329","v":0},{"$f":"Daten!J7329","v":0},null,null,0,0,0,0,0,0]
[null,7303,305,10,{"$f":"Daten!I7332","v":0},{"$f":"Daten!J7332","v":0},null,null,0,0,0,0,0,0]
[null,7307,305,10,{"$f":"Daten!I7336","v":0},{"$f":"Daten!J7336","v":0},null,null,0,0,0,0,0,0]
[null,7311,305,10,{"$f":"Daten!I7340","v":0},{"$f":"Daten!J7340","v":0},null,null,0,0,0,0,0,0]
[null,7314,305,10,{"$f":"Daten!I7343","v":0},{"$f":"Daten!J7343","v":0},null,null,0,0,0,0,0,0]
[null,7317,305,10,{"$f":"Daten!I7346","v":0},{"$f":"Daten!J7346","v":0},null,null,0,0,0,0,0,0]
[null,7321,306,11,{"$f":"Daten!I7350","v":0},{"$f":"Daten!J7350","v":0},null,null,0,0,0,0,0,0]
[null,7324,306,11,{"$f":"Daten!I7353","v":0},{"$f":"Daten!J7353","v":0},null,null,0,0,0,0,0,0]
[null,7328,306,11,{"$f":"Daten!I7357","v":0},{"$f":"Daten!J7357","v":0},null,null,0,0,0,0,0,0]
[null,7329,306,11,{"$f":"Daten!I7358","v":0},{"$f":"Daten!J7358","v":0},null,null,0,0,0,0,0,0]
[null,7332,306,11,{"$f":"Daten!I7361","v":0},{"$f":"Daten!J7361","v":0},null,null,0,0,0,0,0,0]
[null,7336,306,11,{"$f":"Daten!I7365","v":0},{"$f":"Daten!J7365","v":0},null,null,0,0,0,0,0,0]
[null,7339,306,11,{"$f":"Daten!I7368","v":0},{"$f":"Daten!J7368","v":0},null,null,0,0,0,0,0,0]
[null,7343,306,11,{"$f":"Daten!I7372","v":0},{"$f":"Daten!J7372","v":0},null,null,0,0,0,0,0,0]
[null,7346,307,11,{"$f":"Daten!I7375","v":0},{"$f":"Daten!J7375","v":0},null,null,0,0,0,0,0,0]
[null,7349,307,11,{"$f":"Daten!I7378","v":0},{"$f":"Daten!J7378","v":0},null,null,0,0,0,0,0,0]
[null,7353,307,11,{"$f":"Daten!I7382","v":0},{"$f":"Daten!J7382","v":0},null,null,0,0,0,0,0,0]
[null,7354,307,11,{"$f":"Daten!I7383","v":0},{"$f":"Daten!J7383","v":0},null,null,0,0,0,0,0,0]
[null,7357,307,11,{"$f":"Daten!I7386","v":0},{"$f":"Daten!J7386","v":0},null,null,0,0,0,0,0,0]
[null,7361,307,11,{"$f":"Daten!I7390","v":0},{"$f":"Daten!J7390","v":0},null,null,0,0,0,0,0,{"$f":"IF(L7377>0,I7377+L7377*Wirkungsgrad,I7377+L7377)","v":0}]
[null,7364,307,11,{"$f":"Daten!I7393","v":0},{"$f":"Daten!J7393","v":0},null,null,0,0,0,0,0,0]
[null,7368,307,11,{"$f":"Daten!I7397","v":0},{"$f":"Daten!J7397","v":0},null,null,0,0,0,0,0,0]
[null,7371,308,11,{"$f":"Daten!I7400","v":0},{"$f":"Daten!J7400","v":0},null,null,0,0,0,0,0,0]
[null,7374,308,11,{"$f":"Daten!I7403","v":0},{"$f":"Daten!J7403","v":0},null,null,0,0,0,0,0,0]
[null,7376,308,11,{"$f":"Daten!I7405","v":0},{"$f":"Daten!J7405","v":0},null,null,0,0,0,0,0,0]
[null,7379,308,11,{"$f":"Daten!I7408","v":0},{"$f":"Daten!J7408","v":0},null,null,0,0,0,0,0,0]
[null,7382,308,11,{"$f":"Daten!I7411","v":0},{"$f":"Daten!J7411","v":0},null,null,0,0,0,0,0,0]
[null,7386,308,11,{"$f":"Daten!I7415","v":0},{"$f":"Daten!J7415","v":0},null,null,0,0,0,0,0,0]
[null,7389,308,11,{"$f":"Daten!I7418","v":0},{"$f":"Daten!J7418","v":0},null,null,0,0,0,0,0,0]
[null,7393,309,11,{"$f":"Daten!I7422","v":0},{"$f":"Daten!J7422","v":0},null,null,0,0,0,0,0,0]
[null,7395,309,11,{"$f":"Daten!I7424","v":0},{"$f":"Daten!J7424","v":0},null,null,0,0,0,0,0,0]
[null,7400,309,11,{"$f":"Daten!I7429","v":0},{"$f":"Daten!J7429","v":0},null,null,0,0,0,0,0,0]
[null,7401,309,11,{"$f":"Daten!I7430","v":0},{"$f":"Daten!J7430","v":0},null,null,0,0,0,0,0,0]
[null,7404,309,11,{"$f":"Daten!I7433","v":0},{"$f":"Daten!J7433","v":0},null,null,0,0,0,0,0,0]
[null,7408,309,11,{"$f":"Daten!I7437","v":0},{"$f":"Daten!J7437","v":0},null,null,0,0,0,0,0,0]
[null,7411,309,11,{"$f":"Daten!I7440","v":0},{"$f":"Daten!J7440","v":0},null,null,0,0,0,0,0,0]
[null,7414,309,11,{"$f":"Daten!I7443","v":0},{"$f":"Daten!J7443","v":0},null,null,0,0,0,0,0,0]
[null,7416,309,11,{"$f":"Daten!I7445","v":0},{"$f":"Daten!J7445","v":0},null,null,0,0,0,0,0,0]
[null,7422,310,11,{"$f":"Daten!I7451","v":0},{"$f":"Daten!J7451","v":0},null,null,0,0,0,0,0,0]
[null,7425,310,11,{"$f":"Daten!I7454","v":0},{"$f":"Daten!J7454","v":0},null,null,0,0,0,0,0,{"$f":"IF(L7441>0,I7441+L7441*Wirkungsgrad,I7441+L7441)","v":0}]
[null,7426,{"$f":"CEILING(B7442/24,1)","v":310},{"$f":"MONTH(C7442)","v":11},{"$f":"Daten!I7455","v":0},{"$f":"Daten!J7455","v":0},null,null,0,{"$f":"MIN(E7442,F7442+I7442)","v":0},{"$f":"E7442-J7442","v":0},{"$f":"MIN((F7442-J7442),BatteriespeicherWh-I7442)","v":0},{"$f":"F7442-(J7442+L7442)","v":0},0]
[null,7429,310,11,{"$f":"Daten!I7458","v":0},{"$f":"Daten!J7458","v":0},null,null,0,0,0,0,0,0]
[null,7433,310,11,{"$f":"Daten!I7462","v":0},{"$f":"Daten!J7462","v":0},null,null,0,0,0,0,0,0]
[null,7436,310,11,{"$f":"Daten!I7465","v":0},{"$f":"Daten!J7465","v":0},null,null,0,0,0,0,0,0]
[null,7439,310,11,{"$f":"Daten!I7468","v":0},{"$f":"Daten!J7468","v":0},null,null,0,0,0,0,0,0]
[null,7441,311,11,{"$f":"Daten!I7470","v":0},{"$f":"Daten!J7470","v":0},null,null,0,0,0,0,0,0]
[null,7447,311,11,{"$f":"Daten!I7476","v":0},{"$f":"Daten!J7476","v":0},null,null,0,0,0,0,0,0]
[null,7448,311,11,{"$f":"Daten!I7477","v":0},{"$f":"Daten!J7477","v":0},null,null,0,0,0,0,0,0]
[null,7451,311,11,{"$f":"Daten!I7480","v":0},{"$f":"Daten!J7480","v":0},null,null,0,0,0,0,0,0]
[null,7454,311,11,{"$f":"Daten!I7483","v":0},{"$f":"Daten!J7483","v":0},null,null,0,0,0,0,0,0]
[null,7458,311,11,{"$f":"Daten!I7487","v":0},{"$f":"Daten!J7487","v":0},null,null,0,0,0,0,0,0]
[null,7461,311,11,{"$f":"Daten!I7490","v":0},{"$f":"Daten!J7490","v":0},null,null,0,0,0,0,0,0]
[null,7466,312,11,{"$f":"Daten!I7495","v":0},{"$f":"Daten!J7495","v":0},null,null,0,0,0,0,0,0]
[null,7469,312,11,{"$f":"Daten!I7498","v":0},{"$f":"Daten!J7498","v":0},null,null,0,0,0,0,0,0]
[null,7472,312,11,{"$f":"Daten!I7501","v":0},{"$f":"Daten!J7501","v":0},null,null,0,0,0,0,0,0]
[null,7473,312,11,{"$f":"Daten!I7502","v":0},{"$f":"Daten!J7502","v":0},null,null,0,0,0,0,0,0]
[null,7476,312,11,{"$f":"Daten!I7505","v":0},{"$f":"Daten!J7505","v":0},null,null,0,0,0,0,0,0]
[null,7479,312,11,{"$f":"Daten!I7508","v":0},{"$f":"Daten!J7508","v":0},null,null,0,0,0,0,0,0]
[null,7483,312,11,{"$f":"Daten!I7512","v":0},{"$f":"Daten!J7512","v":0},null,null,0,0,0,0,0,0]
[null,7487,312,11,{"$f":"Daten!I7516","v":0},{"$f":"Daten!J7516","v":0},null,null,0,0,0,0,0,0]
[null,7490,{"$f":"CEILING(B7506/24,1)","v":313},{"$f":"MONTH(C7506)","v":11},{"$f":"Daten!I7519","v":0},{"$f":"Daten!J7519","v":0},null,null,0,{"$f":"MIN(E7506,F7506+I7506)","v":0},{"$f":"E7506-J7506","v":0},{"$f":"MIN((F7506-J7506),BatteriespeicherWh-I7506)","v":0},{"$f":"F7506-(J7506+L7506)","v":0},0]
[null,7494,313,11,{"$f":"Daten!I7523","v":0},{"$f":"Daten!J7523","v":0},null,null,0,0,0,0,0,0]
[null,7497,313,11,{"$f":"Daten!I7526","v":0},{"$f":"Daten!J7526","v":0},null,null,0,0,0,0,0,0]
[null,7498,313,11,{"$f":"Daten!I7527","v":0},{"$f":"Daten!J7527","v":0},null,null,0,0,0,0,0,0]
[null,7501,313,11,{"$f":"Daten!I7530","v":0},{"$f":"Daten!J7530","v":0},null,null,0,0,0,0,0,0]
[null,7504,313,11,{"$f":"Daten!I7533","v":0},{"$f":"Daten!J7533","v":0},null,null,0,0,0,0,0,0]
[null,7508,313,11,{"$f":"Daten!I7537","v":0},{"$f":"Daten!J7537","v":0},null,null,0,0,0,0,0,0]
[null,7512,313,11,{"$f":"Daten!I7541","v":0},{"$f":"Daten!J7541","v":0},null,null,0,0,0,0,0,0]
[null,7516,314,11,{"$f":"Daten!I7545","v":0},{"$f":"Daten!J7545","v":0},null,null,0,0,0,0,0,0]
[null,7519,314,11,{"$f":"Daten!I7548","v":0},{"$f":"Daten!J7548","v":0},null,null,0,0,0,0,0,0]
[null,7522,314,11,{"$f":"Daten!I7551","v":0},{"$f":"Daten!J7551","v":0},null,null,0,0,0,0,0,0]
[null,7523,314,11,{"$f":"Daten!I7552","v":0},{"$f":"Daten!J7552","v":0},null,null,0,0,0,0,0,0]
[null,7526,314,11,{"$f":"Daten!I7555","v":0},{"$f":"Daten!J7555","v":0},null,null,0,0,0,0,0,0]
[null,7529,314,11,{"$f":"Daten!I7558","v":0},{"$f":"Daten!J7558","v":0},null,null,0,0,0,0,0,0]
[null,7533,314,11,{"$f":"Daten!I7562","v":0},{"$f":"Daten!J7562","v":0},null,null,0,0,0,0,0,0]
[null,7537,315,11,{"$f":"Daten!I7566","v":0},{"$f":"Daten!J7566","v":0},null,null,0,0,0,0,0,0]
[null,7541,315,11,{"$f":"Daten!I7570","v":0},{"$f":"Daten!J7570","v":0},null,null,0,0,0,0,0,0]
[null,7544,315,11,{"$f":"Daten!I7573","v":0},{"$f":"Daten!J7573","v":0},null,null,0,0,0,0,0,0]
[null,7547,315,11,{"$f":"Daten!I7576","v":0},{"$f":"Daten!J7576","v":0},null,null,0,0,0,0,0,0]
[null,7548,315,11,{"$f":"Daten!I7577","v":0},{"$f":"Daten!J7577","v":0},null,null,0,0,0,0,0,0]
[null,7551,315,11,{"$f":"Daten!I7580","v":0},{"$f":"Daten!J7580","v":0},null,null,0,0,0,0,0,0]
[null,7554,{"$f":"CEILING(B7570/24,1)","v":315},{"$f":"MONTH(C7570)","v":11},{"$f":"Daten!I7583","v":0},{"$f":"Daten!J7583","v":0},null,null,0,{"$f":"MIN(E7570,F7570+I7570)","v":0},{"$f":"E7570-J7570","v":0},{"$f":"MIN((F7570-J7570),BatteriespeicherWh-I7570)","v":0},{"$f":"F7570-(J7570+L7570)","v":0},0]
[null,7559,315,11,{"$f":"Daten!I7588","v":0},{"$f":"Daten!J7588","v":0},null,null,0,0,0,0,0,0]
[null,7562,316,11,{"$f":"Daten!I7591","v":0},{"$f":"Daten!J7591","v":0},null,null,0,0,0,0,0,0]
[null,7566,316,11,{"$f":"Daten!I7595","v":0},{"$f":"Daten!J7595","v":0},null,null,0,0,0,0,0,0]
[null,7569,316,11,{"$f":"Daten!I7598","v":0},{"$f":"Daten!J7598","v":0},null,null,0,0,0,0,0,0]
[null,7572,316,11,{"$f":"Daten!I7601","v":0},{"$f":"Daten!J7601","v":0},null,null,0,0,0,0,0,0]
[null,7573,316,11,{"$f":"Daten!I7602","v":0},{"$f":"Daten!J7602","v":0},null,null,0,0,0,0,0,0]
[null,7579,316,11,{"$f":"Daten!I7608","v":0},{"$f":"Daten!J7608","v":0},null,null,0,0,0,0,0,0]
[null,7581,316,11,{"$f":"Daten!I7610","v":0},{"$f":"Daten!J7610","v":0},null,null,0,0,0,0,0,0]
[null,7584,316,11,{"$f":"Daten!I7613","v":0},{"$f":"Daten!J7613","v":0},null,null,0,0,0,0,0,0]
[null,7587,317,11,{"$f":"Daten!I7616","v":0},{"$f":"Daten!J7616","v":0},null,null,0,0,0,0,0,0]
[null,7591,317,11,{"$f":"Daten!I7620","v":0},{"$f":"Daten!J7620","v":0},null,null,0,0,0,0,0,0]
[null,7594,317,11,{"$f":"Daten!I7623","v":0},{"$f":"Daten!J7623","v":0},null,null,0,0,0,0,0,0]
[null,7597,317,11,{"$f":"Daten!I7626","v":0},{"$f":"Daten!J7626","v":0},null,null,0,0,0,0,0,0]
[null,7600,317,11,{"$f":"Daten!I7629","v":0},{"$f":"Daten!J7629","v":0},null,null,0,0,0,0,0,0]
[null,7602,317,11,{"$f":"Daten!I7631","v":0},{"$f":"Daten!J7631","v":0},null,null,0,0,0,0,0,0]
[null,7606,317,11,{"$f":"Daten!I7635","v":0},{"$f":"Daten!J7635","v":0},null,null,0,0,0,0,0,0]
[null,7609,318,11,{"$f":"Daten!I7638","v":0},{"$f":"Daten!J7638","v":0},null,null,0,0,0,0,0,0]
[null,7612,318,11,{"$f":"Daten!I7641","v":0},{"$f":"Daten!J7641","v":0},null,null,0,0,0,0,0,0]
[null,7616,318,11,{"$f":"Daten!I7645","v":0},{"$f":"Daten!J7645","v":0},null,null,0,0,0,0,0,0]
[null,7619,318,11,{"$f":"Daten!I7648","v":0},{"$f":"Daten!J7648","v":0},null,null,{"$f":"N7634","v":0},0,0,0,0,0]
[null,7620,318,11,{"$f":"Daten!I7649","v":0},{"$f":"Daten!J7649","v":0},null,null,0,0,0,0,0,0]
[null,7625,318,11,{"$f":"Daten!I7654","v":0},{"$f":"Daten!J7654","v":0},null,null,0,0,0,0,0,0]
[null,7627,318,11,{"$f":"Daten!I7656","v":0},{"$f":"Daten!J7656","v":0},null,null,0,0,0,0,0,0]
[null,7631,318,11,{"$f":"Daten!I7660","v":0},{"$f":"Daten!J7660","v":0},null,null,0,0,0,0,0,0]
[null,7634,319,11,{"$f":"Daten!I7663","v":0},{"$f":"Daten!J7663","v":0},null,null,0,0,0,0,0,0]
[null,7637,319,11,{"$f":"Daten!I7666","v":0},{"$f":"Daten!J7666","v":0},null,null,0,0,0,0,0,0]
[null,7641,319,11,{"$f":"Daten!I7670","v":0},{"$f":"Daten!J7670","v":0},null,null,0,0,0,0,0,0]
[null,7644,319,11,{"$f":"Daten!I7673","v":0},{"$f":"Daten!J7673","v":0},null,null,0,0,0,0,0,0]
[null,7646,319,11,{"$f":"Daten!I7675","v":0},{"$f":"Daten!J7675","v":0},null,null,0,0,0,0,0,0]
[null,7649,319,11,{"$f":"Daten!I7678","v":0},{"$f":"Daten!J7678","v":0},null,null,0,0,0,0,0,0]
[null,7652,319,11,{"$f":"Daten!I7681","v":0},{"$f":"Daten!J7681","v":0},null,null,0,0,0,0,0,0]
[null,7656,319,11,{"$f":"Daten!I7685","v":0},{"$f":"Daten!J7685","v":0},null,null,0,0,0,0,0,0]
[null,7659,320,11,{"$f":"Daten!I7688","v":0},{"$f":"Daten!J7688","v":0},null,null,0,0,0,0,0,0]
[null,7662,320,11,{"$f":"Daten!I7691","v":0},{"$f":"Daten!J7691","v":0},null,null,0,0,0,0,0,0]
[null,7666,320,11,{"$f":"Daten!I7695","v":0},{"$f":"Daten!J7695","v":0},null,null,0,0,0,0,0,0]
[null,7667,320,11,{"$f":"Daten!I7696","v":0},{"$f":"Daten!J7696","v":0},null,null,0,0,0,0,0,0]
[null,7671,320,11,{"$f":"Daten!I7700","v":0},{"$f":"Daten!J7700","v":0},null,null,0,0,0,0,0,0]
[null,7674,320,11,{"$f":"Daten!I7703","v":0},{"$f":"Daten!J7703","v":0},null,null,0,0,0,0,0,0]
[null,7677,320,11,{"$f":"Daten!I7706","v":0},{"$f":"Daten!J7706","v":0},null,null,0,0,0,0,0,0]
[null,7681,321,11,{"$f":"Daten!I7710","v":0},{"$f":"Daten!J7710","v":0},null,null,0,0,0,0,0,{"$f":"IF(L7697>0,I7697+L7697*Wirkungsgrad,I7697+L7697)","v":0}]
[null,7684,321,11,{"$f":"Daten!I7713","v":0},{"$f":"Daten!J7713","v":0},null,null,0,0,0,0,0,0]
[null,7688,321,11,{"$f":"Daten!I7717","v":0},{"$f":"Daten!J7717","v":0},null,null,0,0,0,0,0,0]
[null,7692,321,11,{"$f":"Daten!I7721","v":0},{"$f":"Daten!J7721","v":0},null,null,0,0,0,0,0,0]
[null,7695,321,11,{"$f":"Daten!I7724","v":0},{"$f":"Daten!J7724","v":0},null,null,0,0,0,0,0,0]
[null,7696,321,11,{"$f":"Daten!I7725","v":0},{"$f":"Daten!J7725","v":0},null,null,0,0,0,0,0,0]
[null,7699,321,11,{"$f":"Daten!I7728","v":0},{"$f":"Daten!J7728","v":0},null,null,0,0,0,0,0,0]
[null,7702,321,11,{"$f":"Daten!I7731","v":0},{"$f":"Daten!J7731","v":0},null,null,0,0,0,0,0,0]
[null,7706,322,11,{"$f":"Daten!I7735","v":0},{"$f":"Daten!J7735","v":0},null,null,0,0,0,0,0,0]
[null,7709,322,11,{"$f":"Daten!I7738","v":0},{"$f":"Daten!J7738","v":0},null,null,0,0,0,0,0,0]
[null,7713,322,11,{"$f":"Daten!I7742","v":0},{"$f":"Daten!J7742","v":0},null,null,0,0,0,0,0,0]
[null,7717,322,11,{"$f":"Daten!I7746","v":0},{"$f":"Daten!J7746","v":0},null,null,0,0,0,0,0,0]
[null,7720,322,11,{"$f":"Daten!I7749","v":0},{"$f":"Daten!J7749","v":0},null,null,0,0,0,0,0,0]
[null,7721,322,11,{"$f":"Daten!I7750","v":0},{"$f":"Daten!J7750","v":0},null,null,0,0,0,0,0,0]
[null,7724,322,11,{"$f":"Daten!I7753","v":0},{"$f":"Daten!J7753","v":0},null,null,0,0,0,0,0,0]
[null,7727,322,11,{"$f":"Daten!I7756","v":0},{"$f":"Daten!J7756","v":0},null,null,0,0,0,0,0,0]
[null,7731,323,11,{"$f":"Daten!I7760","v":0},{"$f":"Daten!J7760","v":0},null,null,0,0,0,0,0,0]
[null,7734,323,11,{"$f":"Daten!I7763","v":0},{"$f":"Daten!J7763","v":0},null,null,0,0,0,0,0,0]
[null,7738,323,11,{"$f":"Daten!I7767","v":0},{"$f":"Daten!J7767","v":0},null,null,0,0,0,0,0,0]
[null,7742,323,11,{"$f":"Daten!I7771","v":0},{"$f":"Daten!J7771","v":0},null,null,0,0,0,0,0,0]
[null,7745,323,11,{"$f":"Daten!I7774","v":0},{"$f":"Daten!J7774","v":0},null,null,0,0,0,0,0,{"$f":"IF(L7761>0,I7761+L7761*Wirkungsgrad,I7761+L7761)","v":0}]
[null,7746,{"$f":"CEILING(B7762/24,1)","v":323},{"$f":"MONTH(C7762)","v":11},{"$f":"Daten!I7775","v":0},{"$f":"Daten!J7775","v":0},null,null,0,{"$f":"MIN(E7762,F7762+I7762)","v":0},{"$f":"E7762-J7762","v":0},{"$f":"MIN((F7762-J7762),BatteriespeicherWh-I7762)","v":0},{"$f":"F7762-(J7762+L7762)","v":0},0]
[null,7749,323,11,{"$f":"Daten!I7778","v":0},{"$f":"Daten!J7778","v":0},null,null,0,0,0,0,0,0]
[null,7753,324,11,{"$f":"Daten!I7782","v":0},{"$f":"Daten!J7782","v":0},null,null,0,0,0,0,0,0]
[null,7756,324,11,{"$f":"Daten!I7785","v":0},{"$f":"Daten!J7785","v":0},null,null,0,0,0,0,0,0]
[null,7759,324,11,{"$f":"Daten!I7788","v":0},{"$f":"Daten!J7788","v":0},null,null,0,0,0,0,0,0]
[null,7764,324,11,{"$f":"Daten!I7793","v":0},{"$f":"Daten!J7793","v":0},null,null,0,0,0,0,0,0]
[null,7767,324,11,{"$f":"Daten!I7796","v":0},{"$f":"Daten!J7796","v":0},null,null,0,0,0,0,0,0]
[null,7770,324,11,{"$f":"Daten!I7799","v":0},{"$f":"Daten!J7799","v":0},null,null,0,0,0,0,0,0]
[null,7771,324,11,{"$f":"Daten!I7800","v":0},{"$f":"Daten!J7800","v":0},null,null,0,0,0,0,0,0]
[null,7774,324,11,{"$f":"Daten!I7803","v":0},{"$f":"Daten!J7803","v":0},null,null,0,0,0,0,0,0]
[null,7778,325,11,{"$f":"Daten!I7807","v":0},{"$f":"Daten!J7807","v":0},null,null,0,0,0,0,0,0]
[null,7780,325,11,{"$f":"Daten!I7809","v":0},{"$f":"Daten!J7809","v":0},null,null,0,0,0,0,0,0]
[null,7785,325,11,{"$f":"Daten!I7814","v":0},{"$f":"Daten!J7814","v":0},null,null,0,0,0,0,0,0]
[null,7789,325,11,{"$f":"Daten!I7818","v":0},{"$f":"Daten!J7818","v":0},null,null,0,0,0,0,0,0]
[null,7792,325,11,{"$f":"Daten!I7821","v":0},{"$f":"Daten!J7821","v":0},null,null,0,0,0,0,0,0]
[null,7793,325,11,{"$f":"Daten!I7822","v":0},{"$f":"Daten!J7822","v":0},null,null,0,0,0,0,0,0]
[null,7796,325,11,{"$f":"Daten!I7825","v":0},{"$f":"Daten!J7825","v":0},null,null,0,0,0,0,0,0]
[null,7799,325,11,{"$f":"Daten!I7828","v":0},{"$f":"Daten!J7828","v":0},null,null,0,0,0,0,0,0]
[null,7803,326,11,{"$f":"Daten!I7832","v":0},{"$f":"Daten!J7832","v":0},null,null,0,0,0,0,0,0]
[null,7805,326,11,{"$f":"Daten!I7834","v":0},{"$f":"Daten!J7834","v":0},null,null,0,0,0,0,0,0]
[null,7810,{"$f":"CEILING(B7826/24,1)","v":326},{"$f":"MONTH(C7826)","v":11},{"$f":"Daten!I7839","v":0},{"$f":"Daten!J7839","v":0},null,null,0,{"$f":"MIN(E7826,F7826+I7826)","v":0},{"$f":"E7826-J7826","v":0},{"$f":"MIN((F7826-J7826),BatteriespeicherWh-I7826)","v":0},{"$f":"F7826-(J7826+L7826)","v":0},0]
[null,7814,326,11,{"$f":"Daten!I7843","v":0},{"$f":"Daten!J7843","v":0},null,null,0,0,0,0,0,0]
[null,7817,326,11,{"$f":"Daten!I7846","v":0},{"$f":"Daten!J7846","v":0},null,null,0,0,0,0,0,0]
[null,7818,326,11,{"$f":"Daten!I7847","v":0},{"$f":"Daten!J7847","v":0},null,null,0,0,0,0,0,0]
[null,7821,326,11,{"$f":"Daten!I7850","v":0},{"$f":"Daten!J7850","v":0},null,null,0,0,0,0,0,0]
[null,7824,326,11,{"$f":"Daten!I7853","v":0},{"$f":"Daten!J7853","v":0},null,null,0,0,0,0,0,0]
[null,7830,327,11,{"$f":"Daten!I7859","v":0},{"$f":"Daten!J7859","v":0},null,null,0,0,0,0,0,0]
[null,7832,327,11,{"$f":"Daten!I7861","v":0},{"$f":"Daten!J7861","v":0},null,null,0,0,0,0,0,0]
[null,7835,327,11,{"$f":"Daten!I7864","v":0},{"$f":"Daten!J7864","v":0},null,null,0,0,0,0,0,0]
[null,7839,327,11,{"$f":"Daten!I7868","v":0},{"$f":"Daten!J7868","v":0},null,null,0,0,0,0,0,0]
[null,7842,327,11,{"$f":"Daten!I7871","v":0},{"$f":"Daten!J7871","v":0},null,null,0,0,0,0,0,0]
[null,7843,327,11,{"$f":"Daten!I7872","v":0},{"$f":"Daten!J7872","v":0},null,null,0,0,0,0,0,0]
[null,7846,327,11,{"$f":"Daten!I7875","v":0},{"$f":"Daten!J7875","v":0},null,null,0,0,0,0,0,0]
[null,7851,328,11,{"$f":"Daten!I7880","v":0},{"$f":"Daten!J7880","v":0},null,null,0,0,0,0,0,0]
[null,7854,328,11,{"$f":"Daten!I7883","v":0},{"$f":"Daten!J7883","v":0},null,null,0,0,0,0,0,0]
[null,7857,328,11,{"$f":"Daten!I7886","v":0},{"$f":"Daten!J7886","v":0},null,null,0,0,0,0,0,0]
[null,7861,328,11,{"$f":"Daten!I7890","v":0},{"$f":"Daten!J7890","v":0},null,null,0,0,0,0,0,0]
[null,7864,328,11,{"$f":"Daten!I7893","v":0},{"$f":"Daten!J7893","v":0},null,null,0,0,0,0,0,0]
[null,7867,328,11,{"$f":"Daten!I7896","v":0},{"$f":"Daten!J7896","v":0},null,null,0,0,0,0,0,0]
[null,7868,328,11,{"$f":"Daten!I7897","v":0},{"$f":"Daten!J7897","v":0},null,null,0,0,0,0,0,0]
[null,7872,328,11,{"$f":"Daten!I7901","v":0},{"$f":"Daten!J7901","v":0},null,null,0,0,0,0,0,0]
[null,7875,329,11,{"$f":"Daten!I7904","v":0},{"$f":"Daten!J7904","v":0},null,null,{"$f":"N7890","v":0},0,0,0,0,0]
[null,7879,329,11,{"$f":"Daten!I7908","v":0},{"$f":"Daten!J7908","v":0},null,null,0,0,0,0,0,0]
[null,7882,329,11,{"$f":"Daten!I7911","v":0},{"$f":"Daten!J7911","v":0},null,null,0,0,0,0,0,0]
[null,7886,329,11,{"$f":"Daten!I7915","v":0},{"$f":"Daten!J7915","v":0},null,null,0,0,0,0,0,0]
[null,7889,329,11,{"$f":"Daten!I7918","v":0},{"$f":"Daten!J7918","v":0},null,null,0,0,0,0,0,0]
[null,7892,329,11,{"$f":"Daten!I7921","v":0},{"$f":"Daten!J7921","v":0},null,null,0,0,0,0,0,0]
[null,7893,329,11,{"$f":"Daten!I7922","v":0},{"$f":"Daten!J7922","v":0},null,null,0,0,0,0,0,0]
[null,7897,330,11,{"$f":"Daten!I7926","v":0},{"$f":"Daten!J7926","v":0},null,null,0,0,0,0,0,0]
[null,7901,330,11,{"$f":"Daten!I7930","v":0},{"$f":"Daten!J7930","v":0},null,null,0,0,0,0,0,0]
[null,7904,330,11,{"$f":"Daten!I7933","v":0},{"$f":"Daten!J7933","v":0},null,null,0,0,0,0,0,0]
[null,7907,330,11,{"$f":"Daten!I7936","v":0},{"$f":"Daten!J7936","v":0},null,null,0,0,0,0,0,0]
[null,7911,330,11,{"$f":"Daten!I7940","v":0},{"$f":"Daten!J7940","v":0},null,null,0,0,0,0,0,0]
[null,7914,330,11,{"$f":"Daten!I7943","v":0},{"$f":"Daten!J7943","v":0},null,null,0,0,0,0,0,0]
[null,7917,330,11,{"$f":"Daten!I7946","v":0},{"$f":"Daten!J7946","v":0},null,null,0,0,0,0,0,0]
[null,7918,330,11,{"$f":"Daten!I7947","v":0},{"$f":"Daten!J7947","v":0},null,null,0,0,0,0,0,0]
[null,7922,331,11,{"$f":"Daten!I7951","v":0},{"$f":"Daten!J7951","v":0},null,null,0,0,0,0,0,0]
[null,7926,331,11,{"$f":"Daten!I7955","v":0},{"$f":"Daten!J7955","v":0},null,null,0,0,0,0,0,0]
[null,7929,331,11,{"$f":"Daten!I7958","v":0},{"$f":"Daten!J7958","v":0},null,null,0,0,0,0,0,0]
[null,7932,331,11,{"$f":"Daten!I7961","v":0},{"$f":"Daten!J7961","v":0},null,null,0,0,0,0,0,0]
[null,7936,331,11,{"$f":"Daten!I7965","v":0},{"$f":"Daten!J7965","v":0},null,null,0,0,0,0,0,0]
[null,7939,331,11,{"$f":"Daten!I7968","v":0},{"$f":"Daten!J7968","v":0},null,null,{"$f":"N7954","v":0},0,0,0,0,0]
[null,7943,331,11,{"$f":"Daten!I7972","v":0},{"$f":"Daten!J7972","v":0},null,null,0,0,0,0,0,0]
[null,7944,331,11,{"$f":"Daten!I7973","v":0},{"$f":"Daten!J7973","v":0},null,null,0,0,0,0,0,0]
[null,7947,332,11,{"$f":"Daten!I7976","v":0},{"$f":"Daten!J7976","v":0},null,null,0,0,0,0,0,0]
[null,7951,332,11,{"$f":"Daten!I7980","v":0},{"$f":"Daten!J7980","v":0},null,null,0,0,0,0,0,0]
[null,7954,332,11,{"$f":"Daten!I7983","v":0},{"$f":"Daten!J7983","v":0},null,null,0,0,0,0,0,0]
[null,7957,332,11,{"$f":"Daten!I7986","v":0},{"$f":"Daten!J7986","v":0},null,null,0,0,0,0,0,0]
[null,7961,332,11,{"$f":"Daten!I7990","v":0},{"$f":"Daten!J7990","v":0},null,null,0,0,0,0,0,0]
[null,7964,332,11,{"$f":"Daten!I7993","v":0},{"$f":"Daten!J7993","v":0},null,null,0,0,0,0,0,0]
[null,7966,332,11,{"$f":"Daten!I7995","v":0},{"$f":"Daten!J7995","v":0},null,null,0,0,0,0,0,0]
[null,7969,333,11,{"$f":"Daten!I7998","v":0},{"$f":"Daten!J7998","v":0},null,null,0,0,0,0,0,0]
[null,7972,333,11,{"$f":"Daten!I8001","v":0},{"$f":"Daten!J8001","v":0},null,null,0,0,0,0,0,0]
[null,7976,333,11,{"$f":"Daten!I8005","v":0},{"$f":"Daten!J8005","v":0},null,null,0,0,0,0,0,0]
[null,7979,333,11,{"$f":"Daten!I8008","v":0},{"$f":"Daten!J8008","v":0},null,null,0,0,0,0,0,0]
[null,7982,333,11,{"$f":"Daten!I8011","v":0},{"$f":"Daten!J8011","v":0},null,null,0,0,0,0,0,0]
[null,7986,333,11,{"$f":"Daten!I8015","v":0},{"$f":"Daten!J8015","v":0},null,null,0,0,0,0,0,0]
[null,7989,333,11,{"$f":"Daten!I8018","v":0},{"$f":"Daten!J8018","v":0},null,null,0,0,0,0,0,0]
[null,7991,333,11,{"$f":"Daten!I8020","v":0},{"$f":"Daten!J8020","v":0},null,null,0,0,0,0,0,0]
[null,7994,334,11,{"$f":"Daten!I8023","v":0},{"$f":"Daten!J8023","v":0},null,null,0,0,0,0,0,0]
[null,7997,334,11,{"$f":"Daten!I8026","v":0},{"$f":"Daten!J8026","v":0},null,null,0,0,0,0,0,0]
[null,8001,334,11,{"$f":"Daten!I8030","v":0},{"$f":"Daten!J8030","v":0},null,null,0,0,0,0,0,{"$f":"IF(L8017>0,I8017+L8017*Wirkungsgrad,I8017+L8017)","v":0}]
[null,8004,334,11,{"$f":"Daten!I8033","v":0},{"$f":"Daten!J8033","v":0},null,null,0,0,0,0,0,0]
[null,8007,334,11,{"$f":"Daten!I8036","v":0},{"$f":"Daten!J8036","v":0},null,null,0,0,0,0,0,0]
[null,8010,334,11,{"$f":"Daten!I8039","v":0},{"$f":"Daten!J8039","v":0},null,null,0,0,0,0,0,0]
[null,8015,334,11,{"$f":"Daten!I8044","v":0},{"$f":"Daten!J8044","v":0},null,null,0,0,0,0,0,0]
[null,8016,334,11,{"$f":"Daten!I8045","v":0},{"$f":"Daten!J8045","v":0},null,null,0,0,0,0,0,0]
[null,8019,335,11,{"$f":"Daten!I8048","v":0},{"$f":"Daten!J8048","v":0},null,null,0,0,0,0,0,0]
[null,8022,335,11,{"$f":"Daten!I8051","v":0},{"$f":"Daten!J8051","v":0},null,null,0,0,0,0,0,0]
[null,8026,335,11,{"$f":"Daten!I8055","v":0},{"$f":"Daten!J8055","v":0},null,null,0,0,0,0,0,0]
[null,8029,335,11,{"$f":"Daten!I8058","v":0},{"$f":"Daten!J8058","v":0},null,null,0,0,0,0,0,0]
[null,8031,335,11,{"$f":"Daten!I8060","v":0},{"$f":"Daten!J8060","v":0},null,null,0,0,0,0,0,0]
[null,8037,335,11,{"$f":"Daten!I8066","v":0},{"$f":"Daten!J8066","v":0},null,null,0,0,0,0,0,0]
[null,8040,335,11,{"$f":"Daten!I8069","v":0},{"$f":"Daten!J8069","v":0},null,null,0,0,0,0,0,0]
[null,8041,336,12,{"$f":"Daten!I8070","v":0},{"$f":"Daten!J8070","v":0},null,null,0,0,0,0,0,0]
[null,8044,336,12,{"$f":"Daten!I8073","v":0},{"$f":"Daten!J8073","v":0},null,null,0,0,0,0,0,0]
[null,8047,336,12,{"$f":"Daten!I8076","v":0},{"$f":"Daten!J8076","v":0},null,null,0,0,0,0,0,0]
[null,8051,336,12,{"$f":"Daten!I8080","v":0},{"$f":"Daten!J8080","v":0},null,null,0,0,0,0,0,0]
[null,8056,336,12,{"$f":"Daten!I8085","v":0},{"$f":"Daten!J8085","v":0},null,null,0,0,0,0,0,0]
[null,8059,336,12,{"$f":"Daten!I8088","v":0},{"$f":"Daten!J8088","v":0},null,null,0,0,0,0,0,0]
[null,8062,336,12,{"$f":"Daten!I8091","v":0},{"$f":"Daten!J8091","v":0},null,null,0,0,0,0,0,0]
[null,8065,337,12,{"$f":"Daten!I8094","v":0},{"$f":"Daten!J8094","v":0},null,null,0,0,0,0,0,{"$f":"IF(L8081>0,I8081+L8081*Wirkungsgrad,I8081+L8081)","v":0}]
[null,8066,{"$f":"CEILING(B8082/24,1)","v":337},{"$f":"MONTH(C8082)","v":12},{"$f":"Daten!I8095","v":0},{"$f":"Daten!J8095","v":0},null,null,0,{"$f":"MIN(E8082,F8082+I8082)","v":0},{"$f":"E8082-J8082","v":0},{"$f":"MIN((F8082-J8082),BatteriespeicherWh-I8082)","v":0},{"$f":"F8082-(J8082+L8082)","v":0},0]
[null,8069,337,12,{"$f":"Daten!I8098","v":0},{"$f":"Daten!J8098","v":0},null,null,0,0,0,0,0,0]
[null,8073,337,12,{"$f":"Daten!I8102","v":0},{"$f":"Daten!J8102","v":0},null,null,0,0,0,0,0,0]
[null,8076,337,12,{"$f":"Daten!I8105","v":0},{"$f":"Daten!J8105","v":0},null,null,0,0,0,0,0,0]
[null,8081,337,12,{"$f":"Daten!I8110","v":0},{"$f":"Daten!J8110","v":0},null,null,0,0,0,0,0,0]
[null,8084,337,12,{"$f":"Daten!I8113","v":0},{"$f":"Daten!J8113","v":0},null,null,0,0,0,0,0,0]
[null,8087,337,12,{"$f":"Daten!I8116","v":0},{"$f":"Daten!J8116","v":0},null,null,0,0,0,0,0,0]
[null,8090,338,12,{"$f":"Daten!I8119","v":0},{"$f":"Daten!J8119","v":0},null,null,0,0,0,0,0,0]
[null,8091,338,12,{"$f":"Daten!I8120","v":0},{"$f":"Daten!J8120","v":0},null,null,0,0,0,0,0,0]
[null,8094,338,12,{"$f":"Daten!I8123","v":0},{"$f":"Daten!J8123","v":0},null,null,0,0,0,0,0,0]
[null,8098,338,12,{"$f":"Daten!I8127","v":0},{"$f":"Daten!J8127","v":0},null,null,0,0,0,0,0,0]
[null,8102,338,12,{"$f":"Daten!I8131","v":0},{"$f":"Daten!J8131","v":0},null,null,0,0,0,0,0,0]
[null,8105,338,12,{"$f":"Daten!I8134","v":0},{"$f":"Daten!J8134","v":0},null,null,0,0,0,0,0,0]
[null,8109,338,12,{"$f":"Daten!I8138","v":0},{"$f":"Daten!J8138","v":0},null,null,0,0,0,0,0,0]
[null,8112,338,12,{"$f":"Daten!I8141","v":0},{"$f":"Daten!J8141","v":0},null,null,0,0,0,0,0,0]
[null,8115,339,12,{"$f":"Daten!I8144","v":0},{"$f":"Daten!J8144","v":0},null,null,0,0,0,0,0,0]
[null,8116,339,12,{"$f":"Daten!I8145","v":0},{"$f":"Daten!J8145","v":0},null,null,0,0,0,0,0,0]
[null,8119,339,12,{"$f":"Daten!I8148","v":0},{"$f":"Daten!J8148","v":0},null,null,0,0,0,0,0,0]
[null,8123,339,12,{"$f":"Daten!I8152","v":0},{"$f":"Daten!J8152","v":0},null,null,0,0,0,0,0,0]
[null,8127,339,12,{"$f":"Daten!I8156","v":0},{"$f":"Daten!J8156","v":0},null,null,0,0,0,0,0,0]
[null,8130,{"$f":"CEILING(B8146/24,1)","v":339},{"$f":"MONTH(C8146)","v":12},{"$f":"Daten!I8159","v":0},{"$f":"Daten!J8159","v":0},null,null,0,{"$f":"MIN(E8146,F8146+I8146)","v":0},{"$f":"E8146-J8146","v":0},{"$f":"MIN((F8146-J8146),BatteriespeicherWh-I8146)","v":0},{"$f":"F8146-(J8146+L8146)","v":0},0]
[null,8134,339,12,{"$f":"Daten!I8163","v":0},{"$f":"Daten!J8163","v":0},null,null,0,0,0,0,0,0]
[null,8137,340,12,{"$f":"Daten!I8166","v":0},{"$f":"Daten!J8166","v":0},null,null,0,0,0,0,0,0]
[null,8138,340,12,{"$f":"Daten!I8167","v":0},{"$f":"Daten!J8167","v":0},null,null,0,0,0,0,0,0]
[null,8141,340,12,{"$f":"Daten!I8170","v":0},{"$f":"Daten!J8170","v":0},null,null,0,0,0,0,0,0]
[null,8144,340,12,{"$f":"Daten!I8173","v":0},{"$f":"Daten!J8173","v":0},null,null,0,0,0,0,0,0]
[null,8149,340,12,{"$f":"Daten!I8178","v":0},{"$f":"Daten!J8178","v":0},null,null,0,0,0,0,0,0]
[null,8152,340,12,{"$f":"Daten!I8181","v":0},{"$f":"Daten!J8181","v":0},null,null,0,0,0,0,0,0]
[null,8155,340,12,{"$f":"Daten!I8184","v":0},{"$f":"Daten!J8184","v":0},null,null,0,0,0,0,0,0]
[null,8159,340,12,{"$f":"Daten!I8188","v":0},{"$f":"Daten!J8188","v":0},null,null,0,0,0,0,0,0]
[null,8162,341,12,{"$f":"Daten!I8191","v":0},{"$f":"Daten!J8191","v":0},null,null,0,0,0,0,0,0]
[null,8163,341,12,{"$f":"Daten!I8192","v":0},{"$f":"Daten!J8192","v":0},null,null,0,0,0,0,0,0]
[null,8166,341,12,{"$f":"Daten!I8195","v":0},{"$f":"Daten!J8195","v":0},null,null,0,0,0,0,0,0]
[null,8169,341,12,{"$f":"Daten!I8198","v":0},{"$f":"Daten!J8198","v":0},null,null,0,0,0,0,0,0]
[null,8174,341,12,{"$f":"Daten!I8203","v":0},{"$f":"Daten!J8203","v":0},null,null,0,0,0,0,0,0]
[null,8177,341,12,{"$f":"Daten!I8206","v":0},{"$f":"Daten!J8206","v":0},null,null,0,0,0,0,0,0]
[null,8181,341,12,{"$f":"Daten!I8210","v":0},{"$f":"Daten!J8210","v":0},null,null,0,0,0,0,0,0]
[null,8184,341,12,{"$f":"Daten!I8213","v":0},{"$f":"Daten!J8213","v":0},null,null,0,0,0,0,0,0]
[null,8187,342,12,{"$f":"Daten!I8216","v":0},{"$f":"Daten!J8216","v":0},null,null,0,0,0,0,0,0]
[null,8188,342,12,{"$f":"Daten!I8217","v":0},{"$f":"Daten!J8217","v":0},null,null,0,0,0,0,0,0]
[null,8194,{"$f":"CEILING(B8210/24,1)","v":342},{"$f":"MONTH(C8210)","v":12},{"$f":"Daten!I8223","v":0},{"$f":"Daten!J8223","v":0},null,null,0,{"$f":"MIN(E8210,F8210+I8210)","v":0},{"$f":"E8210-J8210","v":0},{"$f":"MIN((F8210-J8210),BatteriespeicherWh-I8210)","v":0},{"$f":"F8210-(J8210+L8210)","v":0},0]
[null,8195,342,12,{"$f":"Daten!I8224","v":0},{"$f":"Daten!J8224","v":0},null,null,{"$f":"N8210","v":0},0,0,0,0,0]
[null,8199,342,12,{"$f":"Daten!I8228","v":0},{"$f":"Daten!J8228","v":0},null,null,0,0,0,0,0,0]
[null,8202,342,12,{"$f":"Daten!I8231","v":0},{"$f":"Daten!J8231","v":0},null,null,0,0,0,0,0,0]
[null,8206,342,12,{"$f":"Daten!I8235","v":0},{"$f":"Daten!J8235","v":0},null,null,0,0,0,0,0,0]
[null,8209,343,12,{"$f":"Daten!I8238","v":0},{"$f":"Daten!J8238","v":0},null,null,0,0,0,0,0,0]
[null,8212,343,12,{"$f":"Daten!I8241","v":0},{"$f":"Daten!J8241","v":0},null,null,0,0,0,0,0,0]
[null,8215,343,12,{"$f":"Daten!I8244","v":0},{"$f":"Daten!J8244","v":0},null,null,0,0,0,0,0,0]
[null,8217,343,12,{"$f":"Daten!I8246","v":0},{"$f":"Daten!J8246","v":0},null,null,0,0,0,0,0,0]
[null,8220,343,12,{"$f":"Daten!I8249","v":0},{"$f":"Daten!J8249","v":0},null,null,0,0,0,0,0,0]
[null,8224,343,12,{"$f":"Daten!I8253","v":0},{"$f":"Daten!J8253","v":0},null,null,0,0,0,0,0,0]
[null,8227,343,12,{"$f":"Daten!I8256","v":0},{"$f":"Daten!J8256","v":0},null,null,0,0,0,0,0,0]
[null,8231,343,12,{"$f":"Daten!I8260","v":0},{"$f":"Daten!J8260","v":0},null,null,0,0,0,0,0,0]
[null,8234,344,12,{"$f":"Daten!I8263","v":0},{"$f":"Daten!J8263","v":0},null,null,0,0,0,0,0,0]
[null,8236,344,12,{"$f":"Daten!I8265","v":0},{"$f":"Daten!J8265","v":0},null,null,0,0,0,0,0,0]
[null,8239,344,12,{"$f":"Daten!I8268","v":0},{"$f":"Daten!J8268","v":0},null,null,0,0,0,0,0,0]
[null,8242,344,12,{"$f":"Daten!I8271","v":0},{"$f":"Daten!J8271","v":0},null,null,0,0,0,0,0,0]
[null,8246,344,12,{"$f":"Daten!I8275","v":0},{"$f":"Daten!J8275","v":0},null,null,0,0,0,0,0,0]
[null,8249,344,12,{"$f":"Daten!I8278","v":0},{"$f":"Daten!J8278","v":0},null,null,0,0,0,0,0,0]
[null,8252,344,12,{"$f":"Daten!I8281","v":0},{"$f":"Daten!J8281","v":0},null,null,0,0,0,0,0,0]
[null,8256,344,12,{"$f":"Daten!I8285","v":0},{"$f":"Daten!J8285","v":0},null,null,0,0,0,0,0,0]
[null,8257,345,12,{"$f":"Daten!I8286","v":0},{"$f":"Daten!J8286","v":0},null,null,0,0,0,0,0,{"$f":"IF(L8273>0,I8273+L8273*Wirkungsgrad,I8273+L8273)","v":0}]
[null,8261,345,12,{"$f":"Daten!I8290","v":0},{"$f":"Daten!J8290","v":0},null,null,0,0,0,0,0,0]
[null,8262,345,12,{"$f":"Daten!I8291","v":0},{"$f":"Daten!J8291","v":0},null,null,0,0,0,0,0,0]
[null,8263,345,12,{"$f":"Daten!I8292","v":0},{"$f":"Daten!J8292","v":0},null,null,0,0,0,0,0,0]
[null,8264,345,12,{"$f":"Daten!I8293","v":0},{"$f":"Daten!J8293","v":0},null,null,0,0,0,0,0,0]
[null,8265,345,12,{"$f":"Daten!I8294","v":0},{"$f":"Daten!J8294","v":0},null,null,0,0,0,0,0,0]
[null,8266,345,12,{"$f":"Daten!I8295","v":0},{"$f":"Daten!J8295","v":0},null,null,0,0,0,0,0,0]
[null,8267,345,12,{"$f":"Daten!I8296","v":0},{"$f":"Daten!J8296","v":0},null,null,0,0,0,0,0,0]
[null,8268,345,12,{"$f":"Daten!I8297","v":0},{"$f":"Daten!J8297","v":0},null,null,0,0,0,0,0,0]
[null,8269,345,12,{"$f":"Daten!I8298","v":0},{"$f":"Daten!J8298","v":0},null,null,0,0,0,0,0,0]
[null,8270,345,12,{"$f":"Daten!I8299","v":0},{"$f":"Daten!J8299","v":0},null,null,0,0,0,0,0,0]
[null,8271,345,12,{"$f":"Daten!I8300","v":0},{"$f":"Daten!J8300","v":0},null,null,0,0,0,0,0,0]
[null,8272,345,12,{"$f":"Daten!I8301","v":0},{"$f":"Daten!J8301","v":0},null,null,0,0,0,0,0,0]
[null,8273,345,12,{"$f":"Daten!I8302","v":0},{"$f":"Daten!J8302","v":0},null,null,0,0,0,0,0,0]
[null,8274,345,12,{"$f":"Daten!I8303","v":0},{"$f":"Daten!J8303","v":0},null,null,0,0,0,0,0,0]
[null,8275,345,12,{"$f":"Daten!I8304","v":0},{"$f":"Daten!J8304","v":0},null,null,0,0,0,0,0,0]
[null,8276,345,12,{"$f":"Daten!I8305","v":0},{"$f":"Daten!J8305","v":0},null,null,0,0,0,0,0,0]
[null,8277,345,12,{"$f":"Daten!I8306","v":0},{"$f":"Daten!J8306","v":0},null,null,0,0,0,0,0,0]
[null,8278,345,12,{"$f":"Daten!I8307","v":0},{"$f":"Daten!J8307","v":0},null,null,0,0,0,0,0,0]
[null,8279,345,12,{"$f":"Daten!I8308","v":0},{"$f":"Daten!J8308","v":0},null,null,0,0,0,0,0,0]
[null,8280,345,12,{"$f":"Daten!I8309","v":0},{"$f":"Daten!J8309","v":0},null,null,0,0,0,0,0,0]
[null,8281,346,12,{"$f":"Daten!I8310","v":0},{"$f":"Daten!J8310","v":0},null,null,0,0,0,0,0,0]
[null,8282,346,12,{"$f":"Daten!I8311","v":0},{"$f":"Daten!J8311","v":0},null,null,0,0,0,0,0,0]
[null,8283,346,12,{"$f":"Daten!I8312","v":0},{"$f":"Daten!J8312","v":0},null,null,0,0,0,0,0,0]
[null,8284,346,12,{"$f":"Daten!I8313","v":0},{"$f":"Daten!J8313","v":0},null,null,0,0,0,0,0,0]
[null,8285,346,12,{"$f":"Daten!I8314","v":0},{"$f":"Daten!J8314","v":0},null,null,0,0,0,0,0,0]
[null,8286,346,12,{"$f":"Daten!I8315","v":0},{"$f":"Daten!J8315","v":0},null,null,0,0,0,0,0,0]
[null,8287,346,12,{"$f":"Daten!I8316","v":0},{"$f":"Daten!J8316","v":0},null,null,0,0,0,0,0,0]
[null,8288,346,12,{"$f":"Daten!I8317","v":0},{"$f":"Daten!J8317","v":0},null,null,0,0,0,0,0,0]
[null,8289,346,12,{"$f":"Daten!I8318","v":0},{"$f":"Daten!J8318","v":0},null,null,0,0,0,0,0,0]
[null,8290,346,12,{"$f":"Daten!I8319","v":0},{"$f":"Daten!J8319","v":0},null,null,0,0,0,0,0,0]
[null,8291,346,12,{"$f":"Daten!I8320","v":0},{"$f":"Daten!J8320","v":0},null,null,0,0,0,0,0,0]
[null,8292,346,12,{"$f":"Daten!I8321","v":0},{"$f":"Daten!J8321","v":0},null,null,0,0,0,0,0,0]
[null,8293,346,12,{"$f":"Daten!I8322","v":0},{"$f":"Daten!J8322","v":0},null,null,0,0,0,0,0,0]
[null,8294,346,12,{"$f":"Daten!I8323","v":0},{"$f":"Daten!J8323","v":0},null,null,0,0,0,0,0,0]
[null,8295,346,12,{"$f":"Daten!I8324","v":0},{"$f":"Daten!J8324","v":0},null,null,0,0,0,0,0,0]
[null,8296,346,12,{"$f":"Daten!I8325","v":0},{"$f":"Daten!J8325","v":0},null,null,0,0,0,0,0,0]
[null,8297,346,12,{"$f":"Daten!I8326","v":0},{"$f":"Daten!J8326","v":0},null,null,0,0,0,0,0,0]
[null,8298,346,12,{"$f":"Daten!I8327","v":0},{"$f":"Daten!J8327","v":0},null,null,0,0,0,0,0,0]
[null,8299,346,12,{"$f":"Daten!I8328","v":0},{"$f":"Daten!J8328","v":0},null,null,0,0,0,0,0,0]
[null,8300,346,12,{"$f":"Daten!I8329","v":0},{"$f":"Daten!J8329","v":0},null,null,0,0,0,0,0,0]
[null,8301,346,12,{"$f":"Daten!I8330","v":0},{"$f":"Daten!J8330","v":0},null,null,0,0,0,0,0,0]
[null,8302,346,12,{"$f":"Daten!I8331","v":0},{"$f":"Daten!J8331","v":0},null,null,0,0,0,0,0,0]
[null,8303,346,12,{"$f":"Daten!I8332","v":0},{"$f":"Daten!J8332","v":0},null,null,0,0,0,0,0,0]
[null,8304,346,12,{"$f":"Daten!I8333","v":0},{"$f":"Daten!J8333","v":0},null,null,0,0,0,0,0,0]
[null,8305,347,12,{"$f":"Daten!I8334","v":0},{"$f":"Daten!J8334","v":0},null,null,0,0,0,0,0,0]
[null,8306,347,12,{"$f":"Daten!I8335","v":0},{"$f":"Daten!J8335","v":0},null,null,0,0,0,0,0,0]
[null,8307,347,12,{"$f":"Daten!I8336","v":0},{"$f":"Daten!J8336","v":0},null,null,0,0,0,0,0,0]
[null,8308,347,12,{"$f":"Daten!I8337","v":0},{"$f":"Daten!J8337","v":0},null,null,0,0,0,0,0,0]
[null,8309,347,12,{"$f":"Daten!I8338","v":0},{"$f":"Daten!J8338","v":0},null,null,0,0,0,0,0,0]
[null,8310,347,12,{"$f":"Daten!I8339","v":0},{"$f":"Daten!J8339","v":0},null,null,0,0,0,0,0,0]
[null,8311,347,12,{"$f":"Daten!I8340","v":0},{"$f":"Daten!J8340","v":0},null,null,0,0,0,0,0,0]
[null,8312,347,12,{"$f":"Daten!I8341","v":0},{"$f":"Daten!J8341","v":0},null,null,0,0,0,0,0,0]
[null,8313,347,12,{"$f":"Daten!I8342","v":0},{"$f":"Daten!J8342","v":0},null,null,0,0,0,0,0,0]
[null,8314,347,12,{"$f":"Daten!I8343","v":0},{"$f":"Daten!J8343","v":0},null,null,0,0,0,0,0,0]
[null,8315,347,12,{"$f":"Daten!I8344","v":0},{"$f":"Daten!J8344","v":0},null,null,0,0,0,0,0,0]
[null,8316,347,12,{"$f":"Daten!I8345","v":0},{"$f":"Daten!J8345","v":0},null,null,0,0,0,0,0,0]
[null,8317,347,12,{"$f":"Daten!I8346","v":0},{"$f":"Daten!J8346","v":0},null,null,0,0,0,0,0,0]
[null,8318,347,12,{"$f":"Daten!I8347","v":0},{"$f":"Daten!J8347","v":0},null,null,0,0,0,0,0,0]
[null,8319,347,12,{"$f":"Daten!I8348","v":0},{"$f":"Daten!J8348","v":0},null,null,0,0,0,0,0,0]
[null,8320,347,12,{"$f":"Daten!I8349","v":0},{"$f":"Daten!J8349","v":0},null,null,0,0,0,0,0,0]
[null,8321,347,12,{"$f":"Daten!I8350","v":0},{"$f":"Daten!J8350","v":0},null,null,0,0,0,0,0,{"$f":"IF(L8337>0,I8337+L8337*Wirkungsgrad,I8337+L8337)","v":0}]
[null,8322,{"$f":"CEILING(B8338/24,1)","v":347},{"$f":"MONTH(C8338)","v":12},{"$f":"Daten!I8351","v":0},{"$f":"Daten!J8351","v":0},null,null,0,{"$f":"MIN(E8338,F8338+I8338)","v":0},{"$f":"E8338-J8338","v":0},{"$f":"MIN((F8338-J8338),BatteriespeicherWh-I8338)","v":0},{"$f":"F8338-(J8338+L8338)","v":0},0]
[null,8323,347,12,{"$f":"Daten!I8352","v":0},{"$f":"Daten!J8352","v":0},null,null,{"$f":"N8338","v":0},0,0,0,0,0]
[null,8324,347,12,{"$f":"Daten!I8353","v":0},{"$f":"Daten!J8353","v":0},null,null,0,0,0,0,0,0]
[null,8325,347,12,{"$f":"Daten!I8354","v":0},{"$f":"Daten!J8354","v":0},null,null,0,0,0,0,0,0]
[null,8326,347,12,{"$f":"Daten!I8355","v":0},{"$f":"Daten!J8355","v":0},null,null,0,0,0,0,0,0]
[null,8327,347,12,{"$f":"Daten!I8356","v":0},{"$f":"Daten!J8356","v":0},null,null,0,0,0,0,0,0]
[null,8328,347,12,{"$f":"Daten!I8357","v":0},{"$f":"Daten!J8357","v":0},null,null,0,0,0,0,0,0]
[null,8329,348,12,{"$f":"Daten!I8358","v":0},{"$f":"Daten!J8358","v":0},null,null,0,0,0,0,0,0]
[null,8330,348,12,{"$f":"Daten!I8359","v":0},{"$f":"Daten!J8359","v":0},null,null,0,0,0,0,0,0]
[null,8331,348,12,{"$f":"Daten!I8360","v":0},{"$f":"Daten!J8360","v":0},null,null,0,0,0,0,0,0]
[null,8332,348,12,{"$f":"Daten!I8361","v":0},{"$f":"Daten!J8361","v":0},null,null,0,0,0,0,0,0]
[null,8333,348,12,{"$f":"Daten!I8362","v":0},{"$f":"Daten!J8362","v":0},null,null,0,0,0,0,0,0]
[null,8334,348,12,{"$f":"Daten!I8363","v":0},{"$f":"Daten!J8363","v":0},null,null,0,0,0,0,0,0]
[null,8335,348,12,{"$f":"Daten!I8364","v":0},{"$f":"Daten!J8364","v":0},null,null,0,0,0,0,0,0]
[null,8336,348,12,{"$f":"Daten!I8365","v":0},{"$f":"Daten!J8365","v":0},null,null,0,0,0,0,0,0]
[null,8337,348,12,{"$f":"Daten!I8366","v":0},{"$f":"Daten!J8366","v":0},null,null,0,0,0,0,0,0]
[null,8338,348,12,{"$f":"Daten!I8367","v":0},{"$f":"Daten!J8367","v":0},null,null,0,0,0,0,0,0]
[null,8339,348,12,{"$f":"Daten!I8368","v":0},{"$f":"Daten!J8368","v":0},null,null,0,0,0,0,0,0]
[null,8340,348,12,{"$f":"Daten!I8369","v":0},{"$f":"Daten!J8369","v":0},null,null,0,0,0,0,0,0]
[null,8341,348,12,{"$f":"Daten!I8370","v":0},{"$f":"Daten!J8370","v":0},null,null,0,0,0,0,0,0]
[null,8342,348,12,{"$f":"Daten!I8371","v":0},{"$f":"Daten!J8371","v":0},null,null,0,0,0,0,0,0]
[null,8343,348,12,{"$f":"Daten!I8372","v":0},{"$f":"Daten!J8372","v":0},null,null,0,0,0,0,0,0]
[null,8344,348,12,{"$f":"Daten!I8373","v":0},{"$f":"Daten!J8373","v":0},null,null,0,0,0,0,0,0]
[null,8345,348,12,{"$f":"Daten!I8374","v":0},{"$f":"Daten!J8374","v":0},null,null,0,0,0,0,0,0]
[null,8346,348,12,{"$f":"Daten!I8375","v":0},{"$f":"Daten!J8375","v":0},null,null,0,0,0,0,0,0]
[null,8347,348,12,{"$f":"Daten!I8376","v":0},{"$f":"Daten!J8376","v":0},null,null,0,0,0,0,0,0]
[null,8348,348,12,{"$f":"Daten!I8377","v":0},{"$f":"Daten!J8377","v":0},null,null,0,0,0,0,0,0]
[null,8349,348,12,{"$f":"Daten!I8378","v":0},{"$f":"Daten!J8378","v":0},null,null,0,0,0,0,0,0]
[null,8350,348,12,{"$f":"Daten!I8379","v":0},{"$f":"Daten!J8379","v":0},null,null,0,0,0,0,0,0]
[null,8351,348,12,{"$f":"Daten!I8380","v":0},{"$f":"Daten!J8380","v":0},null,null,0,0,0,0,0,0]
[null,8352,348,12,{"$f":"Daten!I8381","v":0},{"$f":"Daten!J8381","v":0},null,null,0,0,0,0,0,0]
[null,8353,349,12,{"$f":"Daten!I8382","v":0},{"$f":"Daten!J8382","v":0},null,null,0,0,0,0,0,0]
[null,8354,349,12,{"$f":"Daten!I8383","v":0},{"$f":"Daten!J8383","v":0},null,null,0,0,0,0,0,0]
[null,8355,349,12,{"$f":"Daten!I8384","v":0},{"$f":"Daten!J8384","v":0},null,null,0,0,0,0,0,0]
[null,8356,349,12,{"$f":"Daten!I8385","v":0},{"$f":"Daten!J8385","v":0},null,null,0,0,0,0,0,0]
[null,8357,349,12,{"$f":"Daten!I8386","v":0},{"$f":"Daten!J8386","v":0},null,null,0,0,0,0,0,0]
[null,8358,349,12,{"$f":"Daten!I8387","v":0},{"$f":"Daten!J8387","v":0},null,null,0,0,0,0,0,0]
[null,8359,349,12,{"$f":"Daten!I8388","v":0},{"$f":"Daten!J8388","v":0},null,null,0,0,0,0,0,0]
[null,8360,349,12,{"$f":"Daten!I8389","v":0},{"$f":"Daten!J8389","v":0},null,null,0,0,0,0,0,0]
[null,8361,349,12,{"$f":"Daten!I8390","v":0},{"$f":"Daten!J8390","v":0},null,null,0,0,0,0,0,0]
[null,8362,349,12,{"$f":"Daten!I8391","v":0},{"$f":"Daten!J8391","v":0},null,null,0,0,0,0,0,0]
[null,8363,349,12,{"$f":"Daten!I8392","v":0},{"$f":"Daten!J8392","v":0},null,null,0,0,0,0,0,0]
[null,8364,349,12,{"$f":"Daten!I8393","v":0},{"$f":"Daten!J8393","v":0},null,null,0,0,0,0,0,0]
[null,8365,349,12,{"$f":"Daten!I8394","v":0},{"$f":"Daten!J8394","v":0},null,null,0,0,0,0,0,0]
[null,8366,349,12,{"$f":"Daten!I8395","v":0},{"$f":"Daten!J8395","v":0},null,null,0,0,0,0,0,0]
[null,8367,349,12,{"$f":"Daten!I8396","v":0},{"$f":"Daten!J8396","v":0},null,null,0,0,0,0,0,0]
[null,8368,349,12,{"$f":"Daten!I8397","v":0},{"$f":"Daten!J8397","v":0},null,null,0,0,0,0,0,0]
[null,8369,349,12,{"$f":"Daten!I8398","v":0},{"$f":"Daten!J8398","v":0},null,null,0,0,0,0,0,0]
[null,8370,349,12,{"$f":"Daten!I8399","v":0},{"$f":"Daten!J8399","v":0},null,null,0,0,0,0,0,0]
[null,8371,349,12,{"$f":"Daten!I8400","v":0},{"$f":"Daten!J8400","v":0},null,null,0,0,0,0,0,0]
[null,8372,349,12,{"$f":"Daten!I8401","v":0},{"$f":"Daten!J8401","v":0},null,null,0,0,0,0,0,0]
[null,8373,349,12,{"$f":"Daten!I8402","v":0},{"$f":"Daten!J8402","v":0},null,null,0,0,0,0,0,0]
[null,8374,349,12,{"$f":"Daten!I8403","v":0},{"$f":"Daten!J8403","v":0},null,null,0,0,0,0,0,0]
[null,8375,349,12,{"$f":"Daten!I8404","v":0},{"$f":"Daten!J8404","v":0},null,null,0,0,0,0,0,0]
[null,8376,349,12,{"$f":"Daten!I8405","v":0},{"$f":"Daten!J8405","v":0},null,null,0,0,0,0,0,0]
[null,8377,350,12,{"$f":"Daten!I8406","v":0},{"$f":"Daten!J8406","v":0},null,null,0,0,0,0,0,0]
[null,8378,350,12,{"$f":"Daten!I8407","v":0},{"$f":"Daten!J8407","v":0},null,null,0,0,0,0,0,0]
[null,8379,350,12,{"$f":"Daten!I8408","v":0},{"$f":"Daten!J8408","v":0},null,null,0,0,0,0,0,0]
[null,8380,350,12,{"$f":"Daten!I8409","v":0},{"$f":"Daten!J8409","v":0},null,null,0,0,0,0,0,0]
[null,8381,350,12,{"$f":"Daten!I8410","v":0},{"$f":"Daten!J8410","v":0},null,null,0,0,0,0,0,0]
[null,8382,350,12,{"$f":"Daten!I8411","v":0},{"$f":"Daten!J8411","v":0},null,null,0,0,0,0,0,0]
[null,8383,350,12,{"$f":"Daten!I8412","v":0},{"$f":"Daten!J8412","v":0},null,null,0,0,0,0,0,0]
[null,8384,350,12,{"$f":"Daten!I8413","v":0},{"$f":"Daten!J8413","v":0},null,null,0,0,0,0,0,0]
[null,8385,350,12,{"$f":"Daten!I8414","v":0},{"$f":"Daten!J8414","v":0},null,null,0,0,0,0,0,{"$f":"IF(L8401>0,I8401+L8401*Wirkungsgrad,I8401+L8401)","v":0}]
[null,8386,{"$f":"CEILING(B8402/24,1)","v":350},{"$f":"MONTH(C8402)","v":12},{"$f":"Daten!I8415","v":0},{"$f":"Daten!J8415","v":0},null,null,0,{"$f":"MIN(E8402,F8402+I8402)","v":0},{"$f":"E8402-J8402","v":0},{"$f":"MIN((F8402-J8402),BatteriespeicherWh-I8402)","v":0},{"$f":"F8402-(J8402+L8402)","v":0},0]
[null,8387,350,12,{"$f":"Daten!I8416","v":0},{"$f":"Daten!J8416","v":0},null,null,{"$f":"N8402","v":0},0,0,0,0,0]
[null,8388,350,12,{"$f":"Daten!I8417","v":0},{"$f":"Daten!J8417","v":0},null,null,0,0,0,0,0,0]
[null,8389,350,12,{"$f":"Daten!I8418","v":0},{"$f":"Daten!J8418","v":0},null,null,0,0,0,0,0,0]
[null,8390,350,12,{"$f":"Daten!I8419","v":0},{"$f":"Daten!J8419","v":0},null,null,0,0,0,0,0,0]
[null,8391,350,12,{"$f":"Daten!I8420","v":0},{"$f":"Daten!J8420","v":0},null,null,0,0,0,0,0,0]
[null,8392,350,12,{"$f":"Daten!I8421","v":0},{"$f":"Daten!J8421","v":0},null,null,0,0,0,0,0,0]
[null,8393,350,12,{"$f":"Daten!I8422","v":0},{"$f":"Daten!J8422","v":0},null,null,0,0,0,0,0,0]
[null,8394,350,12,{"$f":"Daten!I8423","v":0},{"$f":"Daten!J8423","v":0},null,null,0,0,0,0,0,0]
[null,8395,350,12,{"$f":"Daten!I8424","v":0},{"$f":"Daten!J8424","v":0},null,null,0,0,0,0,0,0]
[null,8396,350,12,{"$f":"Daten!I8425","v":0},{"$f":"Daten!J8425","v":0},null,null,0,0,0,0,0,0]
[null,8397,350,12,{"$f":"Daten!I8426","v":0},{"$f":"Daten!J8426","v":0},null,null,0,0,0,0,0,0]
[null,8398,350,12,{"$f":"Daten!I8427","v":0},{"$f":"Daten!J8427","v":0},null,null,0,0,0,0,0,0]
[null,8399,350,12,{"$f":"Daten!I8428","v":0},{"$f":"Daten!J8428","v":0},null,null,0,0,0,0,0,0]
[null,8400,350,12,{"$f":"Daten!I8429","v":0},{"$f":"Daten!J8429","v":0},null,null,0,0,0,0,0,0]
[null,8401,351,12,{"$f":"Daten!I8430","v":0},{"$f":"Daten!J8430","v":0},null,null,0,0,0,0,0,0]
[null,8402,351,12,{"$f":"Daten!I8431","v":0},{"$f":"Daten!J8431","v":0},null,null,0,0,0,0,0,0]
[null,8403,351,12,{"$f":"Daten!I8432","v":0},{"$f":"Daten!J8432","v":0},null,null,0,0,0,0,0,0]
[null,8404,351,12,{"$f":"Daten!I8433","v":0},{"$f":"Daten!J8433","v":0},null,null,0,0,0,0,0,0]
[null,8405,351,12,{"$f":"Daten!I8434","v":0},{"$f":"Daten!J8434","v":0},null,null,0,0,0,0,0,0]
[null,8406,351,12,{"$f":"Daten!I8435","v":0},{"$f":"Daten!J8435","v":0},null,null,0,0,0,0,0,0]
[null,8407,351,12,{"$f":"Daten!I8436","v":0},{"$f":"Daten!J8436","v":0},null,null,0,0,0,0,0,0]
[null,8408,351,12,{"$f":"Daten!I8437","v":0},{"$f":"Daten!J8437","v":0},null,null,0,0,0,0,0,0]
[null,8409,351,12,{"$f":"Daten!I8438","v":0},{"$f":"Daten!J8438","v":0},null,null,0,0,0,0,0,0]
[null,8410,351,12,{"$f":"Daten!I8439","v":0},{"$f":"Daten!J8439","v":0},null,null,0,0,0,0,0,0]
[null,8411,351,12,{"$f":"Daten!I8440","v":0},{"$f":"Daten!J8440","v":0},null,null,0,0,0,0,0,0]
[null,8412,351,12,{"$f":"Daten!I8441","v":0},{"$f":"Daten!J8441","v":0},null,null,0,0,0,0,0,0]
[null,8413,351,12,{"$f":"Daten!I8442","v":0},{"$f":"Daten!J8442","v":0},null,null,0,0,0,0,0,0]
[null,8414,351,12,{"$f":"Daten!I8443","v":0},{"$f":"Daten!J8443","v":0},null,null,0,0,0,0,0,0]
[null,8415,351,12,{"$f":"Daten!I8444","v":0},{"$f":"Daten!J8444","v":0},null,null,0,0,0,0,0,0]
[null,8416,351,12,{"$f":"Daten!I8445","v":0},{"$f":"Daten!J8445","v":0},null,null,0,0,0,0,0,0]
[null,8417,351,12,{"$f":"Daten!I8446","v":0},{"$f":"Daten!J8446","v":0},null,null,0,0,0,0,0,0]
[null,8418,351,12,{"$f":"Daten!I8447","v":0},{"$f":"Daten!J8447","v":0},null,null,0,0,0,0,0,0]
[null,8419,351,12,{"$f":"Daten!I8448","v":0},{"$f":"Daten!J8448","v":0},null,null,0,0,0,0,0,0]
[null,8420,351,12,{"$f":"Daten!I8449","v":0},{"$f":"Daten!J8449","v":0},null,null,0,0,0,0,0,0]
[null,8421,351,12,{"$f":"Daten!I8450","v":0},{"$f":"Daten!J8450","v":0},null,null,0,0,0,0,0,0]
[null,8422,351,12,{"$f":"Daten!I8451","v":0},{"$f":"Daten!J8451","v":0},null,null,0,0,0,0,0,0]
[null,8423,351,12,{"$f":"Daten!I8452","v":0},{"$f":"Daten!J8452","v":0},null,null,0,0,0,0,0,0]
[null,8424,351,12,{"$f":"Daten!I8453","v":0},{"$f":"Daten!J8453","v":0},null,null,0,0,0,0,0,0]
[null,8425,352,12,{"$f":"Daten!I8454","v":0},{"$f":"Daten!J8454","v":0},null,null,0,0,0,0,0,0]
[null,8426,352,12,{"$f":"Daten!I8455","v":0},{"$f":"Daten!J8455","v":0},null,null,0,0,0,0,0,0]
[null,8427,352,12,{"$f":"Daten!I8456","v":0},{"$f":"Daten!J8456","v":0},null,null,0,0,0,0,0,0]
[null,8428,352,12,{"$f":"Daten!I8457","v":0},{"$f":"Daten!J8457","v":0},null,null,0,0,0,0,0,0]
[null,8429,352,12,{"$f":"Daten!I8458","v":0},{"$f":"Daten!J8458","v":0},null,null,0,0,0,0,0,0]
[null,8430,352,12,{"$f":"Daten!I8459","v":0},{"$f":"Daten!J8459","v":0},null,null,0,0,0,0,0,0]
[null,8431,352,12,{"$f":"Daten!I8460","v":0},{"$f":"Daten!J8460","v":0},null,null,0,0,0,0,0,0]
[null,8432,352,12,{"$f":"Daten!I8461","v":0},{"$f":"Daten!J8461","v":0},null,null,0,0,0,0,0,0]
[null,8433,352,12,{"$f":"Daten!I8462","v":0},{"$f":"Daten!J8462","v":0},null,null,0,0,0,0,0,0]
[null,8434,352,12,{"$f":"Daten!I8463","v":0},{"$f":"Daten!J8463","v":0},null,null,0,0,0,0,0,0]
[null,8435,352,12,{"$f":"Daten!I8464","v":0},{"$f":"Daten!J8464","v":0},null,null,0,0,0,0,0,0]
[null,8436,352,12,{"$f":"Daten!I8465","v":0},{"$f":"Daten!J8465","v":0},null,null,0,0,0,0,0,0]
[null,8437,352,12,{"$f":"Daten!I8466","v":0},{"$f":"Daten!J8466","v":0},null,null,0,0,0,0,0,0]
[null,8438,352,12,{"$f":"Daten!I8467","v":0},{"$f":"Daten!J8467","v":0},null,null,0,0,0,0,0,0]
[null,8439,352,12,{"$f":"Daten!I8468","v":0},{"$f":"Daten!J8468","v":0},null,null,0,0,0,0,0,0]
[null,8440,352,12,{"$f":"Daten!I8469","v":0},{"$f":"Daten!J8469","v":0},null,null,0,0,0,0,0,0]
[null,8441,352,12,{"$f":"Daten!I8470","v":0},{"$f":"Daten!J8470","v":0},null,null,0,0,0,0,0,0]
[null,8442,352,12,{"$f":"Daten!I8471","v":0},{"$f":"Daten!J8471","v":0},null,null,0,0,0,0,0,0]
[null,8443,352,12,{"$f":"Daten!I8472","v":0},{"$f":"Daten!J8472","v":0},null,null,0,0,0,0,0,0]
[null,8444,352,12,{"$f":"Daten!I8473","v":0},{"$f":"Daten!J8473","v":0},null,null,0,0,0,0,0,0]
[null,8445,352,12,{"$f":"Daten!I8474","v":0},{"$f":"Daten!J8474","v":0},null,null,0,0,0,0,0,0]
[null,8446,352,12,{"$f":"Daten!I8475","v":0},{"$f":"Daten!J8475","v":0},null,null,0,0,0,0,0,0]
[null,8447,352,12,{"$f":"Daten!I8476","v":0},{"$f":"Daten!J8476","v":0},null,null,0,0,0,0,0,0]
[null,8448,352,12,{"$f":"Daten!I8477","v":0},{"$f":"Daten!J8477","v":0},null,null,0,0,0,0,0,0]
[null,8449,353,12,{"$f":"Daten!I8478","v":0},{"$f":"Daten!J8478","v":0},null,null,0,0,0,0,0,{"$f":"IF(L8465>0,I8465+L8465*Wirkungsgrad,I8465+L8465)","v":0}]
[null,8450,{"$f":"CEILING(B8466/24,1)","v":353},{"$f":"MONTH(C8466)","v":12},{"$f":"Daten!I8479","v":0},{"$f":"Daten!J8479","v":0},null,null,0,{"$f":"MIN(E8466,F8466+I8466)","v":0},{"$f":"E8466-J8466","v":0},{"$f":"MIN((F8466-J8466),BatteriespeicherWh-I8466)","v":0},{"$f":"F8466-(J8466+L8466)","v":0},0]
[null,8451,353,12,{"$f":"Daten!I8480","v":0},{"$f":"Daten!J8480","v":0},null,null,{"$f":"N8466","v":0},0,0,0,0,0]
[null,8452,353,12,{"$f":"Daten!I8481","v":0},{"$f":"Daten!J8481","v":0},null,null,0,0,0,0,0,0]
[null,8453,353,12,{"$f":"Daten!I8482","v":0},{"$f":"Daten!J8482","v":0},null,null,0,0,0,0,0,0]
[null,8454,353,12,{"$f":"Daten!I8483","v":0},{"$f":"Daten!J8483","v":0},null,null,0,0,0,0,0,0]
[null,8455,353,12,{"$f":"Daten!I8484","v":0},{"$f":"Daten!J8484","v":0},null,null,0,0,0,0,0,0]
[null,8456,353,12,{"$f":"Daten!I8485","v":0},{"$f":"Daten!J8485","v":0},null,null,0,0,0,0,0,0]
[null,8457,353,12,{"$f":"Daten!I8486","v":0},{"$f":"Daten!J8486","v":0},null,null,0,0,0,0,0,0]
[null,8458,353,12,{"$f":"Daten!I8487","v":0},{"$f":"Daten!J8487","v":0},null,null,0,0,0,0,0,0]
[null,8459,353,12,{"$f":"Daten!I8488","v":0},{"$f":"Daten!J8488","v":0},null,null,0,0,0,0,0,0]
[null,8460,353,12,{"$f":"Daten!I8489","v":0},{"$f":"Daten!J8489","v":0},null,null,0,0,0,0,0,0]
[null,8461,353,12,{"$f":"Daten!I8490","v":0},{"$f":"Daten!J8490","v":0},null,null,0,0,0,0,0,0]
[null,8462,353,12,{"$f":"Daten!I8491","v":0},{"$f":"Daten!J8491","v":0},null,null,0,0,0,0,0,0]
[null,8463,353,12,{"$f":"Daten!I8492","v":0},{"$f":"Daten!J8492","v":0},null,null,0,0,0,0,0,0]
[null,8464,353,12,{"$f":"Daten!I8493","v":0},{"$f":"Daten!J8493","v":0},null,null,0,0,0,0,0,0]
[null,8465,353,12,{"$f":"Daten!I8494","v":0},{"$f":"Daten!J8494","v":0},null,null,0,0,0,0,0,0]
[null,8466,353,12,{"$f":"Daten!I8495","v":0},{"$f":"Daten!J8495","v":0},null,null,0,0,0,0,0,0]
[null,8467,353,12,{"$f":"Daten!I8496","v":0},{"$f":"Daten!J8496","v":0},null,null,0,0,0,0,0,0]
[null,8468,353,12,{"$f":"Daten!I8497","v":0},{"$f":"Daten!J8497","v":0},null,null,0,0,0,0,0,0]
[null,8469,353,12,{"$f":"Daten!I8498","v":0},{"$f":"Daten!J8498","v":0},null,null,0,0,0,0,0,0]
[null,8470,353,12,{"$f":"Daten!I8499","v":0},{"$f":"Daten!J8499","v":0},null,null,0,0,0,0,0,0]
[null,8471,353,12,{"$f":"Daten!I8500","v":0},{"$f":"Daten!J8500","v":0},null,null,0,0,0,0,0,0]
[null,8472,353,12,{"$f":"Daten!I8501","v":0},{"$f":"Daten!J8501","v":0},null,null,0,0,0,0,0,0]
[null,8473,354,12,{"$f":"Daten!I8502","v":0},{"$f":"Daten!J8502","v":0},null,null,0,0,0,0,0,0]
[null,8474,354,12,{"$f":"Daten!I8503","v":0},{"$f":"Daten!J8503","v":0},null,null,0,0,0,0,0,0]
[null,8475,354,12,{"$f":"Daten!I8504","v":0},{"$f":"Daten!J8504","v":0},null,null,0,0,0,0,0,0]
[null,8476,354,12,{"$f":"Daten!I8505","v":0},{"$f":"Daten!J8505","v":0},null,null,0,0,0,0,0,0]
[null,8477,354,12,{"$f":"Daten!I8506","v":0},{"$f":"Daten!J8506","v":0},null,null,0,0,0,0,0,0]
[null,8478,354,12,{"$f":"Daten!I8507","v":0},{"$f":"Daten!J8507","v":0},null,null,0,0,0,0,0,0]
[null,8479,354,12,{"$f":"Daten!I8508","v":0},{"$f":"Daten!J8508","v":0},null,null,0,0,0,0,0,0]
[null,8480,354,12,{"$f":"Daten!I8509","v":0},{"$f":"Daten!J8509","v":0},null,null,0,0,0,0,0,0]
[null,8481,354,12,{"$f":"Daten!I8510","v":0},{"$f":"Daten!J8510","v":0},null,null,0,0,0,0,0,0]
[null,8482,354,12,{"$f":"Daten!I8511","v":0},{"$f":"Daten!J8511","v":0},null,null,0,0,0,0,0,0]
[null,8483,354,12,{"$f":"Daten!I8512","v":0},{"$f":"Daten!J8512","v":0},null,null,0,0,0,0,0,0]
[null,8484,354,12,{"$f":"Daten!I8513","v":0},{"$f":"Daten!J8513","v":0},null,null,0,0,0,0,0,0]
[null,8485,354,12,{"$f":"Daten!I8514","v":0},{"$f":"Daten!J8514","v":0},null,null,0,0,0,0,0,0]
[null,8486,354,12,{"$f":"Daten!I8515","v":0},{"$f":"Daten!J8515","v":0},null,null,0,0,0,0,0,0]
[null,8487,354,12,{"$f":"Daten!I8516","v":0},{"$f":"Daten!J8516","v":0},null,null,0,0,0,0,0,0]
[null,8488,354,12,{"$f":"Daten!I8517","v":0},{"$f":"Daten!J8517","v":0},null,null,0,0,0,0,0,0]
[null,8489,354,12,{"$f":"Daten!I8518","v":0},{"$f":"Daten!J8518","v":0},null,null,0,0,0,0,0,0]
[null,8490,354,12,{"$f":"Daten!I8519","v":0},{"$f":"Daten!J8519","v":0},null,null,0,0,0,0,0,0]
[null,8491,354,12,{"$f":"Daten!I8520","v":0},{"$f":"Daten!J8520","v":0},null,null,0,0,0,0,0,0]
[null,8492,354,12,{"$f":"Daten!I8521","v":0},{"$f":"Daten!J8521","v":0},null,null,0,0,0,0,0,0]
[null,8493,354,12,{"$f":"Daten!I8522","v":0},{"$f":"Daten!J8522","v":0},null,null,0,0,0,0,0,0]
[null,8494,354,12,{"$f":"Daten!I8523","v":0},{"$f":"Daten!J8523","v":0},null,null,0,0,0,0,0,0]
[null,8495,354,12,{"$f":"Daten!I8524","v":0},{"$f":"Daten!J8524","v":0},null,null,0,0,0,0,0,0]
[null,8496,354,12,{"$f":"Daten!I8525","v":0},{"$f":"Daten!J8525","v":0},null,null,0,0,0,0,0,0]
[null,8497,355,12,{"$f":"Daten!I8526","v":0},{"$f":"Daten!J8526","v":0},null,null,0,0,0,0,0,0]
[null,8498,355,12,{"$f":"Daten!I8527","v":0},{"$f":"Daten!J8527","v":0},null,null,0,0,0,0,0,0]
[null,8499,355,12,{"$f":"Daten!I8528","v":0},{"$f":"Daten!J8528","v":0},null,null,0,0,0,0,0,0]
[null,8500,355,12,{"$f":"Daten!I8529","v":0},{"$f":"Daten!J8529","v":0},null,null,0,0,0,0,0,0]
[null,8501,355,12,{"$f":"Daten!I8530","v":0},{"$f":"Daten!J8530","v":0},null,null,0,0,0,0,0,0]
[null,8502,355,12,{"$f":"Daten!I8531","v":0},{"$f":"Daten!J8531","v":0},null,null,0,0,0,0,0,0]
[null,8503,355,12,{"$f":"Daten!I8532","v":0},{"$f":"Daten!J8532","v":0},null,null,0,0,0,0,0,0]
[null,8504,355,12,{"$f":"Daten!I8533","v":0},{"$f":"Daten!J8533","v":0},null,null,0,0,0,0,0,0]
[null,8505,355,12,{"$f":"Daten!I8534","v":0},{"$f":"Daten!J8534","v":0},null,null,0,0,0,0,0,0]
[null,8506,355,12,{"$f":"Daten!I8535","v":0},{"$f":"Daten!J8535","v":0},null,null,0,0,0,0,0,0]
[null,8507,355,12,{"$f":"Daten!I8536","v":0},{"$f":"Daten!J8536","v":0},null,null,0,0,0,0,0,0]
[null,8508,355,12,{"$f":"Daten!I8537","v":0},{"$f":"Daten!J8537","v":0},null,null,0,0,0,0,0,0]
[null,8509,355,12,{"$f":"Daten!I8538","v":0},{"$f":"Daten!J8538","v":0},null,null,0,0,0,0,0,0]
[null,8510,355,12,{"$f":"Daten!I8539","v":0},{"$f":"Daten!J8539","v":0},null,null,0,0,0,0,0,0]
[null,8511,355,12,{"$f":"Daten!I8540","v":0},{"$f":"Daten!J8540","v":0},null,null,0,0,0,0,0,0]
[null,8512,355,12,{"$f":"Daten!I8541","v":0},{"$f":"Daten!J8541","v":0},null,null,0,0,0,0,0,0]
[null,8513,355,12,{"$f":"Daten!I8542","v":0},{"$f":"Daten!J8542","v":0},null,null,0,0,0,0,0,{"$f":"IF(L8529>0,I8529+L8529*Wirkungsgrad,I8529+L8529)","v":0}]
[null,8514,{"$f":"CEILING(B8530/24,1)","v":355},{"$f":"MONTH(C8530)","v":12},{"$f":"Daten!I8543","v":0},{"$f":"Daten!J8543","v":0},null,null,0,{"$f":"MIN(E8530,F8530+I8530)","v":0},{"$f":"E8530-J8530","v":0},{"$f":"MIN((F8530-J8530),BatteriespeicherWh-I8530)","v":0},{"$f":"F8530-(J8530+L8530)","v":0},0]
[null,8515,355,12,{"$f":"Daten!I8544","v":0},{"$f":"Daten!J8544","v":0},null,null,{"$f":"N8530","v":0},0,0,0,0,0]
[null,8516,355,12,{"$f":"Daten!I8545","v":0},{"$f":"Daten!J8545","v":0},null,null,0,0,0,0,0,0]
[null,8517,355,12,{"$f":"Daten!I8546","v":0},{"$f":"Daten!J8546","v":0},null,null,0,0,0,0,0,0]
[null,8518,355,12,{"$f":"Daten!I8547","v":0},{"$f":"Daten!J8547","v":0},null,null,0,0,0,0,0,0]
[null,8519,355,12,{"$f":"Daten!I8548","v":0},{"$f":"Daten!J8548","v":0},null,null,0,0,0,0,0,0]
[null,8520,355,12,{"$f":"Daten!I8549","v":0},{"$f":"Daten!J8549","v":0},null,null,0,0,0,0,0,0]
[null,8521,356,12,{"$f":"Daten!I8550","v":0},{"$f":"Daten!J8550","v":0},null,null,0,0,0,0,0,0]
[null,8522,356,12,{"$f":"Daten!I8551","v":0},{"$f":"Daten!J8551","v":0},null,null,0,0,0,0,0,0]
[null,8523,356,12,{"$f":"Daten!I8552","v":0},{"$f":"Daten!J8552","v":0},null,null,0,0,0,0,0,0]
[null,8524,356,12,{"$f":"Daten!I8553","v":0},{"$f":"Daten!J8553","v":0},null,null,0,0,0,0,0,0]
[null,8525,356,12,{"$f":"Daten!I8554","v":0},{"$f":"Daten!J8554","v":0},null,null,0,0,0,0,0,0]
[null,8526,356,12,{"$f":"Daten!I8555","v":0},{"$f":"Daten!J8555","v":0},null,null,0,0,0,0,0,0]
[null,8527,356,12,{"$f":"Daten!I8556","v":0},{"$f":"Daten!J8556","v":0},null,null,0,0,0,0,0,0]
[null,8528,356,12,{"$f":"Daten!I8557","v":0},{"$f":"Daten!J8557","v":0},null,null,0,0,0,0,0,0]
[null,8529,356,12,{"$f":"Daten!I8558","v":0},{"$f":"Daten!J8558","v":0},null,null,0,0,0,0,0,0]
[null,8530,356,12,{"$f":"Daten!I8559","v":0},{"$f":"Daten!J8559","v":0},null,null,0,0,0,0,0,0]
[null,8531,356,12,{"$f":"Daten!I8560","v":0},{"$f":"Daten!J8560","v":0},null,null,0,0,0,0,0,0]
[null,8532,356,12,{"$f":"Daten!I8561","v":0},{"$f":"Daten!J8561","v":0},null,null,0,0,0,0,0,0]
[null,8533,356,12,{"$f":"Daten!I8562","v":0},{"$f":"Daten!J8562","v":0},null,null,0,0,0,0,0,0]
[null,8534,356,12,{"$f":"Daten!I8563","v":0},{"$f":"Daten!J8563","v":0},null,null,0,0,0,0,0,0]
[null,8535,356,12,{"$f":"Daten!I8564","v":0},{"$f":"Daten!J8564","v":0},null,null,0,0,0,0,0,0]
[null,8536,356,12,{"$f":"Daten!I8565","v":0},{"$f":"Daten!J8565","v":0},null,null,0,0,0,0,0,0]
[null,8537,356,12,{"$f":"Daten!I8566","v":0},{"$f":"Daten!J8566","v":0},null,null,0,0,0,0,0,0]
[null,8538,356,12,{"$f":"Daten!I8567","v":0},{"$f":"Daten!J8567","v":0},null,null,0,0,0,0,0,0]
[null,8539,356,12,{"$f":"Daten!I8568","v":0},{"$f":"Daten!J8568","v":0},null,null,0,0,0,0,0,0]
[null,8540,356,12,{"$f":"Daten!I8569","v":0},{"$f":"Daten!J8569","v":0},null,null,0,0,0,0,0,0]
[null,8541,356,12,{"$f":"Daten!I8570","v":0},{"$f":"Daten!J8570","v":0},null,null,0,0,0,0,0,0]
[null,8542,356,12,{"$f":"Daten!I8571","v":0},{"$f":"Daten!J8571","v":0},null,null,0,0,0,0,0,0]
[null,8543,356,12,{"$f":"Daten!I8572","v":0},{"$f":"Daten!J8572","v":0},null,null,0,0,0,0,0,0]
[null,8544,356,12,{"$f":"Daten!I8573","v":0},{"$f":"Daten!J8573","v":0},null,null,0,0,0,0,0,0]
[null,8545,357,12,{"$f":"Daten!I8574","v":0},{"$f":"Daten!J8574","v":0},null,null,0,0,0,0,0,0]
[null,8546,357,12,{"$f":"Daten!I8575","v":0},{"$f":"Daten!J8575","v":0},null,null,0,0,0,0,0,0]
[null,8547,357,12,{"$f":"Daten!I8576","v":0},{"$f":"Daten!J8576","v":0},null,null,0,0,0,0,0,0]
[null,8548,357,12,{"$f":"Daten!I8577","v":0},{"$f":"Daten!J8577","v":0},null,null,0,0,0,0,0,0]
[null,8549,357,12,{"$f":"Daten!I8578","v":0},{"$f":"Daten!J8578","v":0},null,null,0,0,0,0,0,0]
[null,8550,357,12,{"$f":"Daten!I8579","v":0},{"$f":"Daten!J8579","v":0},null,null,0,0,0,0,0,0]
[null,8551,357,12,{"$f":"Daten!I8580","v":0},{"$f":"Daten!J8580","v":0},null,null,0,0,0,0,0,0]
[null,8552,357,12,{"$f":"Daten!I8581","v":0},{"$f":"Daten!J8581","v":0},null,null,0,0,0,0,0,0]
[null,8553,357,12,{"$f":"Daten!I8582","v":0},{"$f":"Daten!J8582","v":0},null,null,0,0,0,0,0,0]
[null,8554,357,12,{"$f":"Daten!I8583","v":0},{"$f":"Daten!J8583","v":0},null,null,0,0,0,0,0,0]
[null,8555,357,12,{"$f":"Daten!I8584","v":0},{"$f":"Daten!J8584","v":0},null,null,0,0,0,0,0,0]
[null,8556,357,12,{"$f":"Daten!I8585","v":0},{"$f":"Daten!J8585","v":0},null,null,0,0,0,0,0,0]
[null,8557,357,12,{"$f":"Daten!I8586","v":0},{"$f":"Daten!J8586","v":0},null,null,0,0,0,0,0,0]
[null,8558,357,12,{"$f":"Daten!I8587","v":0},{"$f":"Daten!J8587","v":0},null,null,0,0,0,0,0,0]
[null,8559,357,12,{"$f":"Daten!I8588","v":0},{"$f":"Daten!J8588","v":0},null,null,0,0,0,0,0,0]
[null,8560,357,12,{"$f":"Daten!I8589","v":0},{"$f":"Daten!J8589","v":0},null,null,0,0,0,0,0,0]
[null,8561,357,12,{"$f":"Daten!I8590","v":0},{"$f":"Daten!J8590","v":0},null,null,0,0,0,0,0,0]
[null,8562,357,12,{"$f":"Daten!I8591","v":0},{"$f":"Daten!J8591","v":0},null,null,0,0,0,0,0,0]
[null,8563,357,12,{"$f":"Daten!I8592","v":0},{"$f":"Daten!J8592","v":0},null,null,0,0,0,0,0,0]
[null,8564,357,12,{"$f":"Daten!I8593","v":0},{"$f":"Daten!J8593","v":0},null,null,0,0,0,0,0,0]
[null,8565,357,12,{"$f":"Daten!I8594","v":0},{"$f":"Daten!J8594","v":0},null,null,0,0,0,0,0,0]
[null,8566,357,12,{"$f":"Daten!I8595","v":0},{"$f":"Daten!J8595","v":0},null,null,0,0,0,0,0,0]
[null,8567,357,12,{"$f":"Daten!I8596","v":0},{"$f":"Daten!J8596","v":0},null,null,0,0,0,0,0,0]
[null,8568,357,12,{"$f":"Daten!I8597","v":0},{"$f":"Daten!J8597","v":0},null,null,0,0,0,0,0,0]
[null,8569,358,12,{"$f":"Daten!I8598","v":0},{"$f":"Daten!J8598","v":0},null,null,0,0,0,0,0,0]
[null,8570,358,12,{"$f":"Daten!I8599","v":0},{"$f":"Daten!J8599","v":0},null,null,0,0,0,0,0,0]
[null,8571,358,12,{"$f":"Daten!I8600","v":0},{"$f":"Daten!J8600","v":0},null,null,0,0,0,0,0,0]
[null,8572,358,12,{"$f":"Daten!I8601","v":0},{"$f":"Daten!J8601","v":0},null,null,0,0,0,0,0,0]
[null,8573,358,12,{"$f":"Daten!I8602","v":0},{"$f":"Daten!J8602","v":0},null,null,0,0,0,0,0,0]
[null,8574,358,12,{"$f":"Daten!I8603","v":0},{"$f":"Daten!J8603","v":0},null,null,0,0,0,0,0,0]
[null,8575,358,12,{"$f":"Daten!I8604","v":0},{"$f":"Daten!J8604","v":0},null,null,0,0,0,0,0,0]
[null,8576,358,12,{"$f":"Daten!I8605","v":0},{"$f":"Daten!J8605","v":0},null,null,0,0,0,0,0,0]
[null,8577,358,12,{"$f":"Daten!I8606","v":0},{"$f":"Daten!J8606","v":0},null,null,0,0,0,0,0,{"$f":"IF(L8593>0,I8593+L8593*Wirkungsgrad,I8593+L8593)","v":0}]
[null,8578,{"$f":"CEILING(B8594/24,1)","v":358},{"$f":"MONTH(C8594)","v":12},{"$f":"Daten!I8607","v":0},{"$f":"Daten!J8607","v":0},null,null,0,{"$f":"MIN(E8594,F8594+I8594)","v":0},{"$f":"E8594-J8594","v":0},{"$f":"MIN((F8594-J8594),BatteriespeicherWh-I8594)","v":0},{"$f":"F8594-(J8594+L8594)","v":0},0]
[null,8579,358,12,{"$f":"Daten!I8608","v":0},{"$f":"Daten!J8608","v":0},null,null,{"$f":"N8594","v":0},0,0,0,0,0]
[null,8580,358,12,{"$f":"Daten!I8609","v":0},{"$f":"Daten!J8609","v":0},null,null,0,0,0,0,0,0]
[null,8581,358,12,{"$f":"Daten!I8610","v":0},{"$f":"Daten!J8610","v":0},null,null,0,0,0,0,0,0]
[null,8582,358,12,{"$f":"Daten!I8611","v":0},{"$f":"Daten!J8611","v":0},null,null,0,0,0,0,0,0]
[null,8583,358,12,{"$f":"Daten!I8612","v":0},{"$f":"Daten!J8612","v":0},null,null,0,0,0,0,0,0]
[null,8584,358,12,{"$f":"Daten!I8613","v":0},{"$f":"Daten!J8613","v":0},null,null,0,0,0,0,0,0]
[null,8585,358,12,{"$f":"Daten!I8614","v":0},{"$f":"Daten!J8614","v":0},null,null,0,0,0,0,0,0]
[null,8586,358,12,{"$f":"Daten!I8615","v":0},{"$f":"Daten!J8615","v":0},null,null,0,0,0,0,0,0]
[null,8587,358,12,{"$f":"Daten!I8616","v":0},{"$f":"Daten!J8616","v":0},null,null,0,0,0,0,0,0]
[null,8588,358,12,{"$f":"Daten!I8617","v":0},{"$f":"Daten!J8617","v":0},null,null,0,0,0,0,0,0]
[null,8589,358,12,{"$f":"Daten!I8618","v":0},{"$f":"Daten!J8618","v":0},null,null,0,0,0,0,0,0]
[null,8590,358,12,{"$f":"Daten!I8619","v":0},{"$f":"Daten!J8619","v":0},null,null,0,0,0,0,0,0]
[null,8591,358,12,{"$f":"Daten!I8620","v":0},{"$f":"Daten!J8620","v":0},null,null,0,0,0,0,0,0]
[null,8592,358,12,{"$f":"Daten!I8621","v":0},{"$f":"Daten!J8621","v":0},null,null,0,0,0,0,0,0]
[null,8593,359,12,{"$f":"Daten!I8622","v":0},{"$f":"Daten!J8622","v":0},null,null,0,0,0,0,0,0]
[null,8594,359,12,{"$f":"Daten!I8623","v":0},{"$f":"Daten!J8623","v":0},null,null,0,0,0,0,0,0]
[null,8595,359,12,{"$f":"Daten!I8624","v":0},{"$f":"Daten!J8624","v":0},null,null,0,0,0,0,0,0]
[null,8596,359,12,{"$f":"Daten!I8625","v":0},{"$f":"Daten!J8625","v":0},null,null,0,0,0,0,0,0]
[null,8597,359,12,{"$f":"Daten!I8626","v":0},{"$f":"Daten!J8626","v":0},null,null,0,0,0,0,0,0]
[null,8598,359,12,{"$f":"Daten!I8627","v":0},{"$f":"Daten!J8627","v":0},null,null,0,0,0,0,0,0]
[null,8599,359,12,{"$f":"Daten!I8628","v":0},{"$f":"Daten!J8628","v":0},null,null,0,0,0,0,0,0]
[null,8600,359,12,{"$f":"Daten!I8629","v":0},{"$f":"Daten!J8629","v":0},null,null,0,0,0,0,0,0]
[null,8601,359,12,{"$f":"Daten!I8630","v":0},{"$f":"Daten!J8630","v":0},null,null,0,0,0,0,0,0]
[null,8602,359,12,{"$f":"Daten!I8631","v":0},{"$f":"Daten!J8631","v":0},null,null,0,0,0,0,0,0]
[null,8603,359,12,{"$f":"Daten!I8632","v":0},{"$f":"Daten!J8632","v":0},null,null,0,0,0,0,0,0]
[null,8604,359,12,{"$f":"Daten!I8633","v":0},{"$f":"Daten!J8633","v":0},null,null,0,0,0,0,0,0]
[null,8605,359,12,{"$f":"Daten!I8634","v":0},{"$f":"Daten!J8634","v":0},null,null,0,0,0,0,0,0]
[null,8606,359,12,{"$f":"Daten!I8635","v":0},{"$f":"Daten!J8635","v":0},null,null,0,0,0,0,0,0]
[null,8607,359,12,{"$f":"Daten!I8636","v":0},{"$f":"Daten!J8636","v":0},null,null,0,0,0,0,0,0]
[null,8608,359,12,{"$f":"Daten!I8637","v":0},{"$f":"Daten!J8637","v":0},null,null,0,0,0,0,0,0]
[null,8609,359,12,{"$f":"Daten!I8638","v":0},{"$f":"Daten!J8638","v":0},null,null,0,0,0,0,0,0]
[null,8610,359,12,{"$f":"Daten!I8639","v":0},{"$f":"Daten!J8639","v":0},null,null,0,0,0,0,0,0]
[null,8611,359,12,{"$f":"Daten!I8640","v":0},{"$f":"Daten!J8640","v":0},null,null,0,0,0,0,0,0]
[null,8612,359,12,{"$f":"Daten!I8641","v":0},{"$f":"Daten!J8641","v":0},null,null,0,0,0,0,0,0]
[null,8613,359,12,{"$f":"Daten!I8642","v":0},{"$f":"Daten!J8642","v":0},null,null,0,0,0,0,0,0]
[null,8614,359,12,{"$f":"Daten!I8643","v":0},{"$f":"Daten!J8643","v":0},null,null,0,0,0,0,0,0]
[null,8615,359,12,{"$f":"Daten!I8644","v":0},{"$f":"Daten!J8644","v":0},null,null,0,0,0,0,0,0]
[null,8616,359,12,{"$f":"Daten!I8645","v":0},{"$f":"Daten!J8645","v":0},null,null,0,0,0,0,0,0]
[null,8617,360,12,{"$f":"Daten!I8646","v":0},{"$f":"Daten!J8646","v":0},null,null,0,0,0,0,0,0]
[null,8618,360,12,{"$f":"Daten!I8647","v":0},{"$f":"Daten!J8647","v":0},null,null,0,0,0,0,0,0]
[null,8619,360,12,{"$f":"Daten!I8648","v":0},{"$f":"Daten!J8648","v":0},null,null,0,0,0,0,0,0]
[null,8620,360,12,{"$f":"Daten!I8649","v":0},{"$f":"Daten!J8649","v":0},null,null,0,0,0,0,0,0]
[null,8621,360,12,{"$f":"Daten!I8650","v":0},{"$f":"Daten!J8650","v":0},null,null,0,0,0,0,0,0]
[null,8622,360,12,{"$f":"Daten!I8651","v":0},{"$f":"Daten!J8651","v":0},null,null,0,0,0,0,0,0]
[null,8623,360,12,{"$f":"Daten!I8652","v":0},{"$f":"Daten!J8652","v":0},null,null,0,0,0,0,0,0]
[null,8624,360,12,{"$f":"Daten!I8653","v":0},{"$f":"Daten!J8653","v":0},null,null,0,0,0,0,0,0]
[null,8625,360,12,{"$f":"Daten!I8654","v":0},{"$f":"Daten!J8654","v":0},null,null,0,0,0,0,0,0]
[null,8626,360,12,{"$f":"Daten!I8655","v":0},{"$f":"Daten!J8655","v":0},null,null,0,0,0,0,0,0]
[null,8627,360,12,{"$f":"Daten!I8656","v":0},{"$f":"Daten!J8656","v":0},null,null,0,0,0,0,0,0]
[null,8628,360,12,{"$f":"Daten!I8657","v":0},{"$f":"Daten!J8657","v":0},null,null,0,0,0,0,0,0]
[null,8629,360,12,{"$f":"Daten!I8658","v":0},{"$f":"Daten!J8658","v":0},null,null,0,0,0,0,0,0]
[null,8630,360,12,{"$f":"Daten!I8659","v":0},{"$f":"Daten!J8659","v":0},null,null,0,0,0,0,0,0]
[null,8631,360,12,{"$f":"Daten!I8660","v":0},{"$f":"Daten!J8660","v":0},null,null,0,0,0,0,0,0]
[null,8632,360,12,{"$f":"Daten!I8661","v":0},{"$f":"Daten!J8661","v":0},null,null,0,0,0,0,0,0]
[null,8633,360,12,{"$f":"Daten!I8662","v":0},{"$f":"Daten!J8662","v":0},null,null,0,0,0,0,0,0]
[null,8634,360,12,{"$f":"Daten!I8663","v":0},{"$f":"Daten!J8663","v":0},null,null,0,0,0,0,0,0]
[null,8635,360,12,{"$f":"Daten!I8664","v":0},{"$f":"Daten!J8664","v":0},null,null,0,0,0,0,0,0]
[null,8636,360,12,{"$f":"Daten!I8665","v":0},{"$f":"Daten!J8665","v":0},null,null,0,0,0,0,0,0]
[null,8637,360,12,{"$f":"Daten!I8666","v":0},{"$f":"Daten!J8666","v":0},null,null,0,0,0,0,0,0]
[null,8638,360,12,{"$f":"Daten!I8667","v":0},{"$f":"Daten!J8667","v":0},null,null,0,0,0,0,0,0]
[null,8639,360,12,{"$f":"Daten!I8668","v":0},{"$f":"Daten!J8668","v":0},null,null,0,0,0,0,0,0]
[null,8640,360,12,{"$f":"Daten!I8669","v":0},{"$f":"Daten!J8669","v":0},null,null,0,0,0,0,0,0]
[null,8641,361,12,{"$f":"Daten!I8670","v":0},{"$f":"Daten!J8670","v":0},null,null,0,0,0,0,0,{"$f":"IF(L8657>0,I8657+L8657*Wirkungsgrad,I8657+L8657)","v":0}]
[null,8642,{"$f":"CEILING(B8658/24,1)","v":361},{"$f":"MONTH(C8658)","v":12},{"$f":"Daten!I8671","v":0},{"$f":"Daten!J8671","v":0},null,null,0,{"$f":"MIN(E8658,F8658+I8658)","v":0},{"$f":"E8658-J8658","v":0},{"$f":"MIN((F8658-J8658),BatteriespeicherWh-I8658)","v":0},{"$f":"F8658-(J8658+L8658)","v":0},0]
[null,8643,361,12,{"$f":"Daten!I8672","v":0},{"$f":"Daten!J8672","v":0},null,null,{"$f":"N8658","v":0},0,0,0,0,0]
[null,8644,361,12,{"$f":"Daten!I8673","v":0},{"$f":"Daten!J8673","v":0},null,null,0,0,0,0,0,0]
[null,8645,361,12,{"$f":"Daten!I8674","v":0},{"$f":"Daten!J8674","v":0},null,null,0,0,0,0,0,0]
[null,8646,361,12,{"$f":"Daten!I8675","v":0},{"$f":"Daten!J8675","v":0},null,null,0,0,0,0,0,0]
[null,8647,361,12,{"$f":"Daten!I8676","v":0},{"$f":"Daten!J8676","v":0},null,null,0,0,0,0,0,0]
[null,8648,361,12,{"$f":"Daten!I8677","v":0},{"$f":"Daten!J8677","v":0},null,null,0,0,0,0,0,0]
[null,8649,361,12,{"$f":"Daten!I8678","v":0},{"$f":"Daten!J8678","v":0},null,null,0,0,0,0,0,0]
[null,8650,361,12,{"$f":"Daten!I8679","v":0},{"$f":"Daten!J8679","v":0},null,null,0,0,0,0,0,0]
[null,8651,361,12,{"$f":"Daten!I8680","v":0},{"$f":"Daten!J8680","v":0},null,null,0,0,0,0,0,0]
[null,8652,361,12,{"$f":"Daten!I8681","v":0},{"$f":"Daten!J8681","v":0},null,null,0,0,0,0,0,0]
[null,8653,361,12,{"$f":"Daten!I8682","v":0},{"$f":"Daten!J8682","v":0},null,null,0,0,0,0,0,0]
[null,8654,361,12,{"$f":"Daten!I8683","v":0},{"$f":"Daten!J8683","v":0},null,null,0,0,0,0,0,0]
[null,8655,361,12,{"$f":"Daten!I8684","v":0},{"$f":"Daten!J8684","v":0},null,null,0,0,0,0,0,0]
[null,8656,361,12,{"$f":"Daten!I8685","v":0},{"$f":"Daten!J8685","v":0},null,null,0,0,0,0,0,0]
[null,8657,361,12,{"$f":"Daten!I8686","v":0},{"$f":"Daten!J8686","v":0},null,null,0,0,0,0,0,0]
[null,8658,361,12,{"$f":"Daten!I8687","v":0},{"$f":"Daten!J8687","v":0},null,null,0,0,0,0,0,0]
[null,8659,361,12,{"$f":"Daten!I8688","v":0},{"$f":"Daten!J8688","v":0},null,null,0,0,0,0,0,0]
[null,8660,361,12,{"$f":"Daten!I8689","v":0},{"$f":"Daten!J8689","v":0},null,null,0,0,0,0,0,0]
[null,8661,361,12,{"$f":"Daten!I8690","v":0},{"$f":"Daten!J8690","v":0},null,null,0,0,0,0,0,0]
[null,8662,361,12,{"$f":"Daten!I8691","v":0},{"$f":"Daten!J8691","v":0},null,null,0,0,0,0,0,0]
[null,8663,361,12,{"$f":"Daten!I8692","v":0},{"$f":"Daten!J8692","v":0},null,null,0,0,0,0,0,0]
[null,8664,361,12,{"$f":"Daten!I8693","v":0},{"$f":"Daten!J8693","v":0},null,null,0,0,0,0,0,0]
[null,8665,362,12,{"$f":"Daten!I8694","v":0},{"$f":"Daten!J8694","v":0},null,null,0,0,0,0,0,0]
[null,8666,362,12,{"$f":"Daten!I8695","v":0},{"$f":"Daten!J8695","v":0},null,null,0,0,0,0,0,0]
[null,8667,362,12,{"$f":"Daten!I8696","v":0},{"$f":"Daten!J8696","v":0},null,null,0,0,0,0,0,0]
[null,8668,362,12,{"$f":"Daten!I8697","v":0},{"$f":"Daten!J8697","v":0},null,null,0,0,0,0,0,0]
[null,8669,362,12,{"$f":"Daten!I8698","v":0},{"$f":"Daten!J8698","v":0},null,null,0,0,0,0,0,0]
[null,8670,362,12,{"$f":"Daten!I8699","v":0},{"$f":"Daten!J8699","v":0},null,null,0,0,0,0,0,0]
[null,8671,362,12,{"$f":"Daten!I8700","v":0},{"$f":"Daten!J8700","v":0},null,null,0,0,0,0,0,0]
[null,8672,362,12,{"$f":"Daten!I8701","v":0},{"$f":"Daten!J8701","v":0},null,null,0,0,0,0,0,0]
[null,8673,362,12,{"$f":"Daten!I8702","v":0},{"$f":"Daten!J8702","v":0},null,null,0,0,0,0,0,0]
[null,8674,362,12,{"$f":"Daten!I8703","v":0},{"$f":"Daten!J8703","v":0},null,null,0,0,0,0,0,0]
[null,8675,362,12,{"$f":"Daten!I8704","v":0},{"$f":"Daten!J8704","v":0},null,null,0,0,0,0,0,0]
[null,8676,362,12,{"$f":"Daten!I8705","v":0},{"$f":"Daten!J8705","v":0},null,null,0,0,0,0,0,0]
[null,8677,362,12,{"$f":"Daten!I8706","v":0},{"$f":"Daten!J8706","v":0},null,null,0,0,0,0,0,0]
[null,8678,362,12,{"$f":"Daten!I8707","v":0},{"$f":"Daten!J8707","v":0},null,null,0,0,0,0,0,0]
[null,8679,362,12,{"$f":"Daten!I8708","v":0},{"$f":"Daten!J8708","v":0},null,null,0,0,0,0,0,0]
[null,8680,362,12,{"$f":"Daten!I8709","v":0},{"$f":"Daten!J8709","v":0},null,null,0,0,0,0,0,0]
[null,8681,362,12,{"$f":"Daten!I8710","v":0},{"$f":"Daten!J8710","v":0},null,null,0,0,0,0,0,0]
[null,8682,362,12,{"$f":"Daten!I8711","v":0},{"$f":"Daten!J8711","v":0},null,null,0,0,0,0,0,0]
[null,8683,362,12,{"$f":"Daten!I8712","v":0},{"$f":"Daten!J8712","v":0},null,null,0,0,0,0,0,0]
[null,8684,362,12,{"$f":"Daten!I8713","v":0},{"$f":"Daten!J8713","v":0},null,null,0,0,0,0,0,0]
[null,8685,362,12,{"$f":"Daten!I8714","v":0},{"$f":"Daten!J8714","v":0},null,null,0,0,0,0,0,0]
[null,8686,362,12,{"$f":"Daten!I8715","v":0},{"$f":"Daten!J8715","v":0},null,null,0,0,0,0,0,0]
[null,8687,362,12,{"$f":"Daten!I8716","v":0},{"$f":"Daten!J8716","v":0},null,null,0,0,0,0,0,0]
[null,8688,362,12,{"$f":"Daten!I8717","v":0},{"$f":"Daten!J8717","v":0},null,null,0,0,0,0,0,0]
[null,8689,363,12,{"$f":"Daten!I8718","v":0},{"$f":"Daten!J8718","v":0},null,null,0,0,0,0,0,0]
[null,8690,363,12,{"$f":"Daten!I8719","v":0},{"$f":"Daten!J8719","v":0},null,null,0,0,0,0,0,0]
[null,8691,363,12,{"$f":"Daten!I8720","v":0},{"$f":"Daten!J8720","v":0},null,null,0,0,0,0,0,0]
[null,8692,363,12,{"$f":"Daten!I8721","v":0},{"$f":"Daten!J8721","v":0},null,null,0,0,0,0,0,0]
[null,8693,363,12,{"$f":"Daten!I8722","v":0},{"$f":"Daten!J8722","v":0},null,null,0,0,0,0,0,0]
[null,8694,363,12,{"$f":"Daten!I8723","v":0},{"$f":"Daten!J8723","v":0},null,null,0,0,0,0,0,0]
[null,8695,363,12,{"$f":"Daten!I8724","v":0},{"$f":"Daten!J8724","v":0},null,null,0,0,0,0,0,0]
[null,8696,363,12,{"$f":"Daten!I8725","v":0},{"$f":"Daten!J8725","v":0},null,null,0,0,0,0,0,0]
[null,8697,363,12,{"$f":"Daten!I8726","v":0},{"$f":"Daten!J8726","v":0},null,null,0,0,0,0,0,0]
[null,8698,363,12,{"$f":"Daten!I8727","v":0},{"$f":"Daten!J8727","v":0},null,null,0,0,0,0,0,0]
[null,8699,363,12,{"$f":"Daten!I8728","v":0},{"$f":"Daten!J8728","v":0},null,null,0,0,0,0,0,0]
[null,8700,363,12,{"$f":"Daten!I8729","v":0},{"$f":"Daten!J8729","v":0},null,null,0,0,0,0,0,0]
[null,8701,363,12,{"$f":"Daten!I8730","v":0},{"$f":"Daten!J8730","v":0},null,null,0,0,0,0,0,0]
[null,8702,363,12,{"$f":"Daten!I8731","v":0},{"$f":"Daten!J8731","v":0},null,null,0,0,0,0,0,0]
[null,8703,363,12,{"$f":"Daten!I8732","v":0},{"$f":"Daten!J8732","v":0},null,null,0,0,0,0,0,0]
[null,8704,363,12,{"$f":"Daten!I8733","v":0},{"$f":"Daten!J8733","v":0},null,null,0,0,0,0,0,0]
[null,8705,363,12,{"$f":"Daten!I8734","v":0},{"$f":"Daten!J8734","v":0},null,null,0,0,0,0,0,{"$f":"IF(L8721>0,I8721+L8721*Wirkungsgrad,I8721+L8721)","v":0}]
[null,8706,{"$f":"CEILING(B8722/24,1)","v":363},{"$f":"MONTH(C8722)","v":12},{"$f":"Daten!I8735","v":0},{"$f":"Daten!J8735","v":0},null,null,0,{"$f":"MIN(E8722,F8722+I8722)","v":0},{"$f":"E8722-J8722","v":0},{"$f":"MIN((F8722-J8722),BatteriespeicherWh-I8722)","v":0},{"$f":"F8722-(J8722+L8722)","v":0},0]
[null,8707,363,12,{"$f":"Daten!I8736","v":0},{"$f":"Daten!J8736","v":0},null,null,{"$f":"N8722","v":0},0,0,0,0,0]
[null,8708,363,12,{"$f":"Daten!I8737","v":0},{"$f":"Daten!J8737","v":0},null,null,0,0,0,0,0,0]
[null,8709,363,12,{"$f":"Daten!I8738","v":0},{"$f":"Daten!J8738","v":0},null,null,0,0,0,0,0,0]
[null,8710,363,12,{"$f":"Daten!I8739","v":0},{"$f":"Daten!J8739","v":0},null,null,0,0,0,0,0,0]
[null,8711,363,12,{"$f":"Daten!I8740","v":0},{"$f":"Daten!J8740","v":0},null,null,0,0,0,0,0,0]
[null,8712,363,12,{"$f":"Daten!I8741","v":0},{"$f":"Daten!J8741","v":0},null,null,0,0,0,0,0,0]
[null,8713,364,12,{"$f":"Daten!I8742","v":0},{"$f":"Daten!J8742","v":0},null,null,0,0,0,0,0,0]
[null,8714,364,12,{"$f":"Daten!I8743","v":0},{"$f":"Daten!J8743","v":0},null,null,0,0,0,0,0,0]
[null,8715,364,12,{"$f":"Daten!I8744","v":0},{"$f":"Daten!J8744","v":0},null,null,0,0,0,0,0,0]
[null,8716,364,12,{"$f":"Daten!I8745","v":0},{"$f":"Daten!J8745","v":0},null,null,0,0,0,0,0,0]
[null,8717,364,12,{"$f":"Daten!I8746","v":0},{"$f":"Daten!J8746","v":0},null,null,0,0,0,0,0,0]
[null,8718,364,12,{"$f":"Daten!I8747","v":0},{"$f":"Daten!J8747","v":0},null,null,0,0,0,0,0,0]
[null,8719,364,12,{"$f":"Daten!I8748","v":0},{"$f":"Daten!J8748","v":0},null,null,0,0,0,0,0,0]
[null,8720,364,12,{"$f":"Daten!I8749","v":0},{"$f":"Daten!J8749","v":0},null,null,0,0,0,0,0,0]
[null,8721,364,12,{"$f":"Daten!I8750","v":0},{"$f":"Daten!J8750","v":0},null,null,0,0,0,0,0,0]
[null,8722,364,12,{"$f":"Daten!I8751","v":0},{"$f":"Daten!J8751","v":0},null,null,0,0,0,0,0,0]
[null,8723,364,12,{"$f":"Daten!I8752","v":0},{"$f":"Daten!J8752","v":0},null,null,0,0,0,0,0,0]
[null,8724,364,12,{"$f":"Daten!I8753","v":0},{"$f":"Daten!J8753","v":0},null,null,0,0,0,0,0,0]
[null,8725,364,12,{"$f":"Daten!I8754","v":0},{"$f":"Daten!J8754","v":0},null,null,0,0,0,0,0,0]
[null,8726,364,12,{"$f":"Daten!I8755","v":0},{"$f":"Daten!J8755","v":0},null,null,0,0,0,0,0,0]
[null,8727,364,12,{"$f":"Daten!I8756","v":0},{"$f":"Daten!J8756","v":0},null,null,0,0,0,0,0,0]
[null,8728,364,12,{"$f":"Daten!I8757","v":0},{"$f":"Daten!J8757","v":0},null,null,0,0,0,0,0,0]
[null,8729,364,12,{"$f":"Daten!I8758","v":0},{"$f":"Daten!J8758","v":0},null,null,0,0,0,0,0,0]
[null,8730,364,12,{"$f":"Daten!I8759","v":0},{"$f":"Daten!J8759","v":0},null,null,0,0,0,0,0,0]
[null,8731,364,12,{"$f":"Daten!I8760","v":0},{"$f":"Daten!J8760","v":0},null,null,0,0,0,0,0,0]
[null,8732,364,12,{"$f":"Daten!I8761","v":0},{"$f":"Daten!J8761","v":0},null,null,0,0,0,0,0,0]
[null,8733,364,12,{"$f":"Daten!I8762","v":0},{"$f":"Daten!J8762","v":0},null,null,0,0,0,0,0,0]
[null,8734,364,12,{"$f":"Daten!I8763","v":0},{"$f":"Daten!J8763","v":0},null,null,0,0,0,0,0,0]
[null,8735,364,12,{"$f":"Daten!I8764","v":0},{"$f":"Daten!J8764","v":0},null,null,0,0,0,0,0,0]
[null,8736,364,12,{"$f":"Daten!I8765","v":0},{"$f":"Daten!J8765","v":0},null,null,0,0,0,0,0,0]
[null,8737,365,12,{"$f":"Daten!I8766","v":0},{"$f":"Daten!J8766","v":0},null,null,0,0,0,0,0,0]
[null,8738,365,12,{"$f":"Daten!I8767","v":0},{"$f":"Daten!J8767","v":0},null,null,0,0,0,0,0,0]
[null,8739,365,12,{"$f":"Daten!I8768","v":0},{"$f":"Daten!J8768","v":0},null,null,0,0,0,0,0,0]
[null,8740,365,12,{"$f":"Daten!I8769","v":0},{"$f":"Daten!J8769","v":0},null,null,0,0,0,0,0,0]
[null,8741,365,12,{"$f":"Daten!I8770","v":0},{"$f":"Daten!J8770","v":0},null,null,0,0,0,0,0,0]
[null,8742,365,12,{"$f":"Daten!I8771","v":0},{"$f":"Daten!J8771","v":0},null,null,0,0,0,0,0,0]
[null,8743,365,12,{"$f":"Daten!I8772","v":0},{"$f":"Daten!J8772","v":0},null,null,0,0,0,0,0,0]
[null,8744,365,12,{"$f":"Daten!I8773","v":0},{"$f":"Daten!J8773","v":0},null,null,0,0,0,0,0,0]
[null,8745,365,12,{"$f":"Daten!I8774","v":0},{"$f":"Daten!J8774","v":0},null,null,0,0,0,0,0,0]
[null,8746,365,12,{"$f":"Daten!I8775","v":0},{"$f":"Daten!J8775","v":0},null,null,0,0,0,0,0,0]
[null,8747,365,12,{"$f":"Daten!I8776","v":0},{"$f":"Daten!J8776","v":0},null,null,0,0,0,0,0,0]
[null,8748,365,12,{"$f":"Daten!I8777","v":0},{"$f":"Daten!J8777","v":0},null,null,0,0,0,0,0,0]
[null,8749,365,12,{"$f":"Daten!I8778","v":0},{"$f":"Daten!J8778","v":0},null,null,0,0,0,0,0,0]
[null,8750,365,12,{"$f":"Daten!I8779","v":0},{"$f":"Daten!J8779","v":0},null,null,0,0,0,0,0,0]
[null,8751,365,12,{"$f":"Daten!I8780","v":0},{"$f":"Daten!J8780","v":0},null,null,0,0,0,0,0,0]
[null,8752,365,12,{"$f":"Daten!I8781","v":0},{"$f":"Daten!J8781","v":0},null,null,0,0,0,0,0,0]
[null,8753,365,12,{"$f":"Daten!I8782","v":0},{"$f":"Daten!J8782","v":0},null,null,0,0,0,0,0,0]
[null,8754,365,12,{"$f":"Daten!I8783","v":0},{"$f":"Daten!J8783","v":0},null,null,0,0,0,0,0,0]
[null,8755,365,12,{"$f":"Daten!I8784","v":0},{"$f":"Daten!J8784","v":0},null,null,0,0,0,0,0,0]
[null,8756,365,12,{"$f":"Daten!I8785","v":0},{"$f":"Daten!J8785","v":0},null,null,0,0,0,0,0,0]
[null,8757,365,12,{"$f":"Daten!I8786","v":0},{"$f":"Daten!J8786","v":0},null,null,0,0,0,0,0,0]
[null,8758,365,12,{"$f":"Daten!I8787","v":0},{"$f":"Daten!J8787","v":0},null,null,0,0,0,0,0,0]
[null,8759,365,12,{"$f":"Daten!I8788","v":0},{"$f":"Daten!J8788","v":0},null,null,0,0,0,0,0,0]
[null,8760,365,12,{"$f":"Daten!I8789","v":0},{"$f":"Daten!J8789","v":0},null,null,0,0,0,0,0,0]

{"sheet":"SR","index":13,"n_rows":8776,"n_cols":30,"rows_kept":4500,"cut":true,"hidden":true,"merged":[],"bounds":{"rows_first":2000,"rows_last":500,"rows_between":2000,"halvings":0}}
["Modellierung"]
[null,null,null,"Datensatz","Lastkurve (W)","PV-Produktion (W)",null,null,"Solarspeicher Periodenanfang","Eigenverbrauch (W)","Bezug (W)","Speicherung / Entnahme (W)","Einspeisung (W)","Speicherstand \nPeriodenende"]
["Model Eingang"]
[]
[]
[]
[]
["Model Ausgang",null,null,null,"Summe","Summe",null,null,null,"Summe","Summe","Summe","Summe",null,null,"Jahresstromverbrauch",{"$f":"E14","v":0}]
[null,null,null,null,{"$f":"SUM(E17:E8776)","v":0},{"$f":"SUM(F17:F8776)","v":0},null,null,{"$f":"AVERAGE(I17:I8776)","v":0},{"$f":"SUM(J17:J8776)","v":0},{"$f":"SUM(K17:K8776)","v":0},{"$f":"SUM(L17:L8776)","v":0},{"$f":"SUM(M17:M8776)","v":0},null,null,"PV-Produktion",{"$f":"F14","v":0}]
[null,null,null,null,null,null,null,null,null,"Wh","Wh","Wh","Wh",null,null,"Eigenverbrauch (kWh)",{"$f":"J14","v":0}]
[null,null,null,null,null,null,null,null,null,null,null,"Summe Speicherung",null,null,null,"Bezug (kWh)",{"$f":"K14","v":0}]
[null,null,null,null,null,null,null,null,null,null,null,{"$f":"(SUMIF(L17:L8776,\">0\"))/1000","v":0},null,null,null,"Einspeisung (kWh)",{"$f":"M14","v":0}]
[null,null,null,null,"Jahresstromverbrauch","PV-Produktion",null,null,null,"Eigenverbrauch (kWh)","Bezug (kWh)","Verluste (Speicherung - Entnahme)","Einspeisung (kWh)",null,null,"Verluste (Speicherung - Entnahme)",{"$f":"L14","v":0}]
[null,null,null,null,{"$f":"E9/1000","v":0},{"$f":"F9/1000","v":0},null,null,null,{"$f":"J9/1000","v":0},{"$f":"K9/1000","v":0},{"$f":"L9/1000","v":0},{"$f":"M9/1000","v":0},null,null,"Volllastzyklen",{"$f":"IFERROR(L12/(BatteriespeicherWh/1000),\"-\")","v":"-"}]
[null,null,null,null,null,null,null,null,null,null,null,null,null,null,null,"Direktverbrauch",{"$f":"Q10-Q16","v":0}]
["Berechnungen ","Stunde","Tag","Monat","Lastkurve (W)","PV-Produktion",null,null,"Daten","Daten","Daten","Daten","Daten","Daten",null,"Eigenverbrauch aus Batterie",{"$f":"L12-L14","v":0},null,null,null,"Solar-produktion","Verbrauch",null,"Solar-Einspeisung","Netzbezug","Solar-Eigenverbrauch","Eigenverbrauchsquote","Autarkiegrad","Einspeisequote","Verluste (%)"]
[null,1,{"$f":"CEILING(B17/24,1)","v":1},{"$f":"MONTH(C17)","v":1},{"$f":"Daten!L30","v":0},{"$f":"Daten!M30","v":0},null,null,0,{"$f":"MIN(E17,F17+I17)","v":0},{"$f":"E17-J17","v":0},{"$f":"MIN((F17-J17),0-I17)","v":0},{"$f":"F17-(J17+L17)","v":0},{"$f":"IF(L17>0,I17+L17*Wirkungsgrad,I17+L17)","v":0},null,"Einspeicherung (kWh)",{"$f":"L12","v":0},null,null,1,{"$f":"SUMIF(D:D,T17,F:F)/1000","v":0},{"$f":"SUMIF(D:D,T17,E:E)/1000","v":0},"Jan",{"$f":"SUMIF(D:D,T17,M:M)/1000","v":0},{"$f":"SUMIF(D:D,T17,K:K)/1000","v":0},{"$f":"SUMIF(D:D,T17,J:J)/1000","v":0},{"$f":"Z17/U17","v":{"$error":"#DIV/0!"}},{"$f":"Z17/V17","v":{"$error":"#DIV/0!"}},{"$f":"X17/U17","v":{"$error":"#DIV/0!"}},{"$f":"(U17-X17-Z17)/U17","v":{"$error":"#DIV/0!"}}]
[null,2,{"$f":"CEILING(B18/24,1)","v":1},{"$f":"MONTH(C18)","v":1},{"$f":"Daten!L31","v":0},{"$f":"Daten!M31","v":0},null,null,{"$f":"N17","v":0},{"$f":"MIN(E18,F18+I18)","v":0},{"$f":"E18-J18","v":0},{"$f":"MIN((F18-J18),0-I18)","v":0},{"$f":"F18-(J18+L18)","v":0},0,null,"Direktverbrauchsquote",{"$f":"IFERROR(Q15/Q9,\"-\")","v":"-"},null,null,2,0,0,"Feb",0,0,0,{"$error":"#DIV/0!"},{"$error":"#DIV/0!"},{"$error":"#DIV/0!"},{"$error":"#DIV/0!"}]
[null,3,1,1,{"$f":"Daten!L32","v":0},{"$f":"Daten!M32","v":0},null,null,{"$f":"N18","v":0},0,0,0,0,0,null,"Eigenverbrauchsquote über Batterie",{"$f":"IFERROR(Q16/Q9,\"-\")","v":"-"},null,null,3,0,0,"Mrz",0,0,0,{"$error":"#DIV/0!"},{"$error":"#DIV/0!"},{"$error":"#DIV/0!"},{"$error":"#DIV/0!"}]
[null,4,1,1,{"$f":"Daten!L33","v":0},{"$f":"Daten!M33","v":0},null,null,0,0,0,0,0,0,null,"Eigenverbrauchsquote",{"$f":"IFERROR(Q10/Q9,\"-\")","v":"-"},null,null,4,0,0,"Apr",0,0,0,{"$error":"#DIV/0!"},{"$error":"#DIV/0!"},{"$error":"#DIV/0!"},{"$error":"#DIV/0!"}]
[null,5,1,1,{"$f":"Daten!L34","v":0},{"$f":"Daten!M34","v":0},null,null,0,0,0,0,0,0,null,"Einspeisequote",{"$f":"IFERROR(Q12/Q9,\"-\")","v":"-"},null,null,5,0,0,"Mai",0,0,0,{"$error":"#DIV/0!"},{"$error":"#DIV/0!"},{"$error":"#DIV/0!"},{"$error":"#DIV/0!"}]
[null,6,1,1,{"$f":"Daten!L35","v":0},{"$f":"Daten!M35","v":0},null,null,0,0,0,0,0,0,null,"Verluste Batterie",{"$f":"IFERROR(Q13/Q9,\"-\")","v":"-"},null,null,6,0,0,"Jun",0,0,0,{"$error":"#DIV/0!"},{"$error":"#DIV/0!"},{"$error":"#DIV/0!"},{"$error":"#DIV/0!"}]
[null,7,1,1,{"$f":"Daten!L36","v":0},{"$f":"Daten!M36","v":0},null,null,0,0,0,0,0,0,null,"Autarkiegrad",{"$f":"Q10/Q8","v":{"$error":"#DIV/0!"}},null,null,7,0,0,"Jul",0,0,0,{"$error":"#DIV/0!"},{"$error":"#DIV/0!"},{"$error":"#DIV/0!"},{"$error":"#DIV/0!"}]
[null,8,1,1,{"$f":"Daten!L37","v":0},{"$f":"Daten!M37","v":0},null,null,0,0,0,0,0,0,null,null,null,null,null,8,0,0,"Aug",0,0,0,{"$error":"#DIV/0!"},{"$error":"#DIV/0!"},{"$error":"#DIV/0!"},{"$error":"#DIV/0!"}]
[null,9,1,1,{"$f":"Daten!L38","v":0},{"$f":"Daten!M38","v":0},null,null,0,0,0,0,0,0,null,null,null,null,null,9,0,0,"Sep",0,0,0,{"$error":"#DIV/0!"},{"$error":"#DIV/0!"},{"$error":"#DIV/0!"},{"$error":"#DIV/0!"}]
[null,10,1,1,{"$f":"Daten!L39","v":0},{"$f":"Daten!M39","v":0},null,null,0,0,0,0,0,0,null,null,null,null,null,10,0,0,"Okt",0,0,0,{"$error":"#DIV/0!"},{"$error":"#DIV/0!"},{"$error":"#DIV/0!"},{"$error":"#DIV/0!"}]
[null,11,1,1,{"$f":"Daten!L40","v":0},{"$f":"Daten!M40","v":0},null,null,0,0,0,0,0,0,null,null,null,null,null,11,0,0,"Nov",0,0,0,{"$error":"#DIV/0!"},{"$error":"#DIV/0!"},{"$error":"#DIV/0!"},{"$error":"#DIV/0!"}]
[null,12,1,1,{"$f":"Daten!L41","v":0},{"$f":"Daten!M41","v":0},null,null,0,0,0,0,0,0,null,null,null,null,null,12,0,0,"Dez",0,0,0,{"$error":"#DIV/0!"},{"$error":"#DIV/0!"},{"$error":"#DIV/0!"},{"$error":"#DIV/0!"}]
[null,13,1,1,{"$f":"Daten!L42","v":0},{"$f":"Daten!M42","v":0},null,null,0,0,0,0,0,0,null,null,null,null,null,null,"Solar-produktion","Verbrauch",null,"Solar-Einspeisung","Netzbezug","Solar-Eigenverbrauch","Eigenverbrauchsquote","Autarkiegrad","Einspeisequote","Verluste (%)"]
[null,14,1,1,{"$f":"Daten!L43","v":0},{"$f":"Daten!M43","v":0},null,null,0,0,0,0,0,0,null,null,null,null,null,"Jahr",{"$f":"SUM(U17:U28)","v":0},{"$f":"SUM(V17:V28)","v":0},null,{"$f":"SUM(X17:X28)","v":0},{"$f":"SUM(Y17:Y28)","v":0},{"$f":"SUM(Z17:Z28)","v":0},{"$f":"Z30/U30","v":{"$error":"#DIV/0!"}},{"$f":"Z30/V30","v":{"$error":"#DIV/0!"}},{"$f":"X30/U30","v":{"$error":"#DIV/0!"}},{"$f":"(U30-X30-Z30)/U30","v":{"$error":"#DIV/0!"}}]
[null,15,1,1,{"$f":"Daten!L44","v":0},{"$f":"Daten!M44","v":0},null,null,0,0,0,0,0,0]
[null,16,1,1,{"$f":"Daten!L45","v":0},{"$f":"Daten!M45","v":0},null,null,0,0,0,0,0,0]
[null,17,1,1,{"$f":"Daten!L46","v":0},{"$f":"Daten!M46","v":0},null,null,0,0,0,0,0,0]
[null,18,1,1,{"$f":"Daten!L47","v":0},{"$f":"Daten!M47","v":0},null,null,0,0,0,0,0,0]
[null,19,1,1,{"$f":"Daten!L48","v":0},{"$f":"Daten!M48","v":0},null,null,0,0,0,0,0,0]
[null,20,1,1,{"$f":"Daten!L49","v":0},{"$f":"Daten!M49","v":0},null,null,0,0,0,0,0,0]
[null,21,1,1,{"$f":"Daten!L50","v":0},{"$f":"Daten!M50","v":0},null,null,0,0,0,0,0,0]
[null,22,1,1,{"$f":"Daten!L51","v":0},{"$f":"Daten!M51","v":0},null,null,0,0,0,0,0,0]
[null,23,1,1,{"$f":"Daten!L52","v":0},{"$f":"Daten!M52","v":0},null,null,0,0,0,0,0,0]
[null,24,1,1,{"$f":"Daten!L53","v":0},{"$f":"Daten!M53","v":0},null,null,0,0,0,0,0,0]
[null,25,2,1,{"$f":"Daten!L54","v":0},{"$f":"Daten!M54","v":0},null,null,0,0,0,0,0,0]
[null,26,2,1,{"$f":"Daten!L55","v":0},{"$f":"Daten!M55","v":0},null,null,0,0,0,0,0,0]
[null,27,2,1,{"$f":"Daten!L56","v":0},{"$f":"Daten!M56","v":0},null,null,0,0,0,0,0,0]
[null,28,2,1,{"$f":"Daten!L57","v":0},{"$f":"Daten!M57","v":0},null,null,0,0,0,0,0,0]
[null,29,2,1,{"$f":"Daten!L58","v":0},{"$f":"Daten!M58","v":0},null,null,0,0,0,0,0,0]
[null,30,2,1,{"$f":"Daten!L59","v":0},{"$f":"Daten!M59","v":0},null,null,0,0,0,0,0,0]
[null,31,2,1,{"$f":"Daten!L60","v":0},{"$f":"Daten!M60","v":0},null,null,0,0,0,0,0,0]
[null,32,2,1,{"$f":"Daten!L61","v":0},{"$f":"Daten!M61","v":0},null,null,0,0,0,0,0,0]
[null,33,2,1,{"$f":"Daten!L62","v":0},{"$f":"Daten!M62","v":0},null,null,0,0,0,0,0,0]
[null,34,2,1,{"$f":"Daten!L63","v":0},{"$f":"Daten!M63","v":0},null,null,0,0,0,0,0,0]
[null,35,2,1,{"$f":"Daten!L64","v":0},{"$f":"Daten!M64","v":0},null,null,0,0,0,0,0,0]
[null,36,2,1,{"$f":"Daten!L65","v":0},{"$f":"Daten!M65","v":0},null,null,0,0,0,0,0,0]
[null,37,2,1,{"$f":"Daten!L66","v":0},{"$f":"Daten!M66","v":0},null,null,0,0,0,0,0,0]
[null,38,2,1,{"$f":"Daten!L67","v":0},{"$f":"Daten!M67","v":0},null,null,0,0,0,0,0,0]
[null,39,2,1,{"$f":"Daten!L68","v":0},{"$f":"Daten!M68","v":0},null,null,0,0,0,0,0,0]
[null,40,2,1,{"$f":"Daten!L69","v":0},{"$f":"Daten!M69","v":0},null,null,0,0,0,0,0,0]
[null,41,2,1,{"$f":"Daten!L70","v":0},{"$f":"Daten!M70","v":0},null,null,0,0,0,0,0,0]
[null,42,2,1,{"$f":"Daten!L71","v":0},{"$f":"Daten!M71","v":0},null,null,0,0,0,0,0,0]
[null,43,2,1,{"$f":"Daten!L72","v":0},{"$f":"Daten!M72","v":0},null,null,0,0,0,0,0,0]
[null,44,2,1,{"$f":"Daten!L73","v":0},{"$f":"Daten!M73","v":0},null,null,0,0,0,0,0,0]
[null,45,2,1,{"$f":"Daten!L74","v":0},{"$f":"Daten!M74","v":0},null,null,0,0,0,0,0,0]
[null,46,2,1,{"$f":"Daten!L75","v":0},{"$f":"Daten!M75","v":0},null,null,0,0,0,0,0,0]
[null,47,2,1,{"$f":"Daten!L76","v":0},{"$f":"Daten!M76","v":0},null,null,0,0,0,0,0,0]
[null,48,2,1,{"$f":"Daten!L77","v":0},{"$f":"Daten!M77","v":0},null,null,0,0,0,0,0,0]
[null,49,3,1,{"$f":"Daten!L78","v":0},{"$f":"Daten!M78","v":0},null,null,0,0,0,0,0,0]
[null,50,3,1,{"$f":"Daten!L79","v":0},{"$f":"Daten!M79","v":0},null,null,0,0,0,0,0,0]
[null,51,3,1,{"$f":"Daten!L80","v":0},{"$f":"Daten!M80","v":0},null,null,0,0,0,0,0,0]
[null,52,3,1,{"$f":"Daten!L81","v":0},{"$f":"Daten!M81","v":0},null,null,0,0,0,0,0,0]
[null,53,3,1,{"$f":"Daten!L82","v":0},{"$f":"Daten!M82","v":0},null,null,0,0,0,0,0,0]
[null,54,3,1,{"$f":"Daten!L83","v":0},{"$f":"Daten!M83","v":0},null,null,0,0,0,0,0,0]
[null,55,3,1,{"$f":"Daten!L84","v":0},{"$f":"Daten!M84","v":0},null,null,0,0,0,0,0,0]
[null,56,3,1,{"$f":"Daten!L85","v":0},{"$f":"Daten!M85","v":0},null,null,0,0,0,0,0,0]
[null,57,3,1,{"$f":"Daten!L86","v":0},{"$f":"Daten!M86","v":0},null,null,0,0,0,0,0,0]
[null,58,3,1,{"$f":"Daten!L87","v":0},{"$f":"Daten!M87","v":0},null,null,0,0,0,0,0,0]
[null,59,3,1,{"$f":"Daten!L88","v":0},{"$f":"Daten!M88","v":0},null,null,0,0,0,0,0,0]
[null,60,3,1,{"$f":"Daten!L89","v":0},{"$f":"Daten!M89","v":0},null,null,0,0,0,0,0,0]
[null,61,3,1,{"$f":"Daten!L90","v":0},{"$f":"Daten!M90","v":0},null,null,0,0,0,0,0,0]
[null,62,3,1,{"$f":"Daten!L91","v":0},{"$f":"Daten!M91","v":0},null,null,0,0,0,0,0,0]
[null,63,3,1,{"$f":"Daten!L92","v":0},{"$f":"Daten!M92","v":0},null,null,0,0,0,0,0,0]
[null,64,3,1,{"$f":"Daten!L93","v":0},{"$f":"Daten!M93","v":0},null,null,0,0,0,0,0,0]
[null,65,3,1,{"$f":"Daten!L94","v":0},{"$f":"Daten!M94","v":0},null,null,0,0,0,0,0,{"$f":"IF(L81>0,I81+L81*Wirkungsgrad,I81+L81)","v":0}]
[null,66,{"$f":"CEILING(B82/24,1)","v":3},{"$f":"MONTH(C82)","v":1},{"$f":"Daten!L95","v":0},{"$f":"Daten!M95","v":0},null,null,0,{"$f":"MIN(E82,F82+I82)","v":0},{"$f":"E82-J82","v":0},{"$f":"MIN((F82-J82),0-I82)","v":0},{"$f":"F82-(J82+L82)","v":0},0]
[null,67,3,1,{"$f":"Daten!L96","v":0},{"$f":"Daten!M96","v":0},null,null,{"$f":"N82","v":0},0,0,0,0,0]
[null,68,3,1,{"$f":"Daten!L97","v":0},{"$f":"Daten!M97","v":0},null,null,0,0,0,0,0,0]
[null,69,3,1,{"$f":"Daten!L98","v":0},{"$f":"Daten!M98","v":0},null,null,0,0,0,0,0,0]
[null,70,3,1,{"$f":"Daten!L99","v":0},{"$f":"Daten!M99","v":0},null,null,0,0,0,0,0,0]
[null,71,3,1,{"$f":"Daten!L100","v":0},{"$f":"Daten!M100","v":0},null,null,0,0,0,0,0,0]
[null,72,3,1,{"$f":"Daten!L101","v":0},{"$f":"Daten!M101","v":0},null,null,0,0,0,0,0,0]
[null,73,4,1,{"$f":"Daten!L102","v":0},{"$f":"Daten!M102","v":0},null,null,0,0,0,0,0,0]
[null,74,4,1,{"$f":"Daten!L103","v":0},{"$f":"Daten!M103","v":0},null,null,0,0,0,0,0,0]
[null,75,4,1,{"$f":"Daten!L104","v":0},{"$f":"Daten!M104","v":0},null,null,0,0,0,0,0,0]
[null,76,4,1,{"$f":"Daten!L105","v":0},{"$f":"Daten!M105","v":0},null,null,0,0,0,0,0,0]
[null,77,4,1,{"$f":"Daten!L106","v":0},{"$f":"Daten!M106","v":0},null,null,0,0,0,0,0,0]
[null,78,4,1,{"$f":"Daten!L107","v":0},{"$f":"Daten!M107","v":0},null,null,0,0,0,0,0,0]
[null,79,4,1,{"$f":"Daten!L108","v":0},{"$f":"Daten!M108","v":0},null,null,0,0,0,0,0,0]
[null,80,4,1,{"$f":"Daten!L109","v":0},{"$f":"Daten!M109","v":0},null,null,0,0,0,0,0,0]
[null,81,4,1,{"$f":"Daten!L110","v":0},{"$f":"Daten!M110","v":0},null,null,0,0,0,0,0,0]
[null,82,4,1,{"$f":"Daten!L111","v":0},{"$f":"Daten!M111","v":0},null,null,0,0,0,0,0,0]
[null,83,4,1,{"$f":"Daten!L112","v":0},{"$f":"Daten!M112","v":0},null,null,0,0,0,0,0,0]
[null,84,4,1,{"$f":"Daten!L113","v":0},{"$f":"Daten!M113","v":0},null,null,0,0,0,0,0,0]
[null,85,4,1,{"$f":"Daten!L114","v":0},{"$f":"Daten!M114","v":0},null,null,0,0,0,0,0,0]
[null,86,4,1,{"$f":"Daten!L115","v":0},{"$f":"Daten!M115","v":0},null,null,0,0,0,0,0,0]
[null,87,4,1,{"$f":"Daten!L116","v":0},{"$f":"Daten!M116","v":0},null,null,0,0,0,0,0,0]
[null,88,4,1,{"$f":"Daten!L117","v":0},{"$f":"Daten!M117","v":0},null,null,0,0,0,0,0,0]
[null,89,4,1,{"$f":"Daten!L118","v":0},{"$f":"Daten!M118","v":0},null,null,0,0,0,0,0,0]
[null,90,4,1,{"$f":"Daten!L119","v":0},{"$f":"Daten!M119","v":0},null,null,0,0,0,0,0,0]
[null,91,4,1,{"$f":"Daten!L120","v":0},{"$f":"Daten!M120","v":0},null,null,0,0,0,0,0,0]
[null,92,4,1,{"$f":"Daten!L121","v":0},{"$f":"Daten!M121","v":0},null,null,0,0,0,0,0,0]
[null,93,4,1,{"$f":"Daten!L122","v":0},{"$f":"Daten!M122","v":0},null,null,0,0,0,0,0,0]
[null,94,4,1,{"$f":"Daten!L123","v":0},{"$f":"Daten!M123","v":0},null,null,0,0,0,0,0,0]
[null,95,4,1,{"$f":"Daten!L124","v":0},{"$f":"Daten!M124","v":0},null,null,0,0,0,0,0,0]
[null,96,4,1,{"$f":"Daten!L125","v":0},{"$f":"Daten!M125","v":0},null,null,0,0,0,0,0,0]
[null,97,5,1,{"$f":"Daten!L126","v":0},{"$f":"Daten!M126","v":0},null,null,0,0,0,0,0,0]
[null,98,5,1,{"$f":"Daten!L127","v":0},{"$f":"Daten!M127","v":0},null,null,0,0,0,0,0,0]
[null,99,5,1,{"$f":"Daten!L128","v":0},{"$f":"Daten!M128","v":0},null,null,0,0,0,0,0,0]
[null,100,5,1,{"$f":"Daten!L129","v":0},{"$f":"Daten!M129","v":0},null,null,0,0,0,0,0,0]
[null,101,5,1,{"$f":"Daten!L130","v":0},{"$f":"Daten!M130","v":0},null,null,0,0,0,0,0,0]
[null,102,5,1,{"$f":"Daten!L131","v":0},{"$f":"Daten!M131","v":0},null,null,0,0,0,0,0,0]
[null,103,5,1,{"$f":"Daten!L132","v":0},{"$f":"Daten!M132","v":0},null,null,0,0,0,0,0,0]
[null,104,5,1,{"$f":"Daten!L133","v":0},{"$f":"Daten!M133","v":0},null,null,0,0,0,0,0,0]
[null,105,5,1,{"$f":"Daten!L134","v":0},{"$f":"Daten!M134","v":0},null,null,0,0,0,0,0,0]
[null,106,5,1,{"$f":"Daten!L135","v":0},{"$f":"Daten!M135","v":0},null,null,0,0,0,0,0,0]
[null,107,5,1,{"$f":"Daten!L136","v":0},{"$f":"Daten!M136","v":0},null,null,0,0,0,0,0,0]
[null,108,5,1,{"$f":"Daten!L137","v":0},{"$f":"Daten!M137","v":0},null,null,0,0,0,0,0,0]
[null,109,5,1,{"$f":"Daten!L138","v":0},{"$f":"Daten!M138","v":0},null,null,0,0,0,0,0,0]
[null,110,5,1,{"$f":"Daten!L139","v":0},{"$f":"Daten!M139","v":0},null,null,0,0,0,0,0,0]
[null,111,5,1,{"$f":"Daten!L140","v":0},{"$f":"Daten!M140","v":0},null,null,0,0,0,0,0,0]
[null,112,5,1,{"$f":"Daten!L141","v":0},{"$f":"Daten!M141","v":0},null,null,0,0,0,0,0,0]
[null,113,5,1,{"$f":"Daten!L142","v":0},{"$f":"Daten!M142","v":0},null,null,0,0,0,0,0,0]
[null,114,5,1,{"$f":"Daten!L143","v":0},{"$f":"Daten!M143","v":0},null,null,0,0,0,0,0,0]
[null,115,5,1,{"$f":"Daten!L144","v":0},{"$f":"Daten!M144","v":0},null,null,0,0,0,0,0,0]
[null,116,5,1,{"$f":"Daten!L145","v":0},{"$f":"Daten!M145","v":0},null,null,0,0,0,0,0,0]
[null,117,5,1,{"$f":"Daten!L146","v":0},{"$f":"Daten!M146","v":0},null,null,0,0,0,0,0,0]
[null,118,5,1,{"$f":"Daten!L147","v":0},{"$f":"Daten!M147","v":0},null,null,0,0,0,0,0,0]
[null,119,5,1,{"$f":"Daten!L148","v":0},{"$f":"Daten!M148","v":0},null,null,0,0,0,0,0,0]
[null,120,5,1,{"$f":"Daten!L149","v":0},{"$f":"Daten!M149","v":0},null,null,0,0,0,0,0,0]
[null,121,6,1,{"$f":"Daten!L150","v":0},{"$f":"Daten!M150","v":0},null,null,0,0,0,0,0,0]
[null,122,6,1,{"$f":"Daten!L151","v":0},{"$f":"Daten!M151","v":0},null,null,0,0,0,0,0,0]
[null,123,6,1,{"$f":"Daten!L152","v":0},{"$f":"Daten!M152","v":0},null,null,0,0,0,0,0,0]
[null,124,6,1,{"$f":"Daten!L153","v":0},{"$f":"Daten!M153","v":0},null,null,0,0,0,0,0,0]
[null,125,6,1,{"$f":"Daten!L154","v":0},{"$f":"Daten!M154","v":0},null,null,0,0,0,0,0,0]
[null,126,6,1,{"$f":"Daten!L155","v":0},{"$f":"Daten!M155","v":0},null,null,0,0,0,0,0,0]
[null,127,6,1,{"$f":"Daten!L156","v":0},{"$f":"Daten!M156","v":0},null,null,0,0,0,0,0,0]
[null,128,6,1,{"$f":"Daten!L157","v":0},{"$f":"Daten!M157","v":0},null,null,0,0,0,0,0,0]
[null,129,6,1,{"$f":"Daten!L158","v":0},{"$f":"Daten!M158","v":0},null,null,0,0,0,0,0,{"$f":"IF(L145>0,I145+L145*Wirkungsgrad,I145+L145)","v":0}]
[null,130,{"$f":"CEILING(B146/24,1)","v":6},{"$f":"MONTH(C146)","v":1},{"$f":"Daten!L159","v":0},{"$f":"Daten!M159","v":0},null,null,0,{"$f":"MIN(E146,F146+I146)","v":0},{"$f":"E146-J146","v":0},{"$f":"MIN((F146-J146),0-I146)","v":0},{"$f":"F146-(J146+L146)","v":0},0]
[null,131,6,1,{"$f":"Daten!L160","v":0},{"$f":"Daten!M160","v":0},null,null,{"$f":"N146","v":0},0,0,0,0,0]
[null,132,6,1,{"$f":"Daten!L161","v":0},{"$f":"Daten!M161","v":0},null,null,0,0,0,0,0,0]
[null,133,6,1,{"$f":"Daten!L162","v":0},{"$f":"Daten!M162","v":0},null,null,0,0,0,0,0,0]
[null,134,6,1,{"$f":"Daten!L163","v":0},{"$f":"Daten!M163","v":0},null,null,0,0,0,0,0,0]
[null,135,6,1,{"$f":"Daten!L164","v":0},{"$f":"Daten!M164","v":0},null,null,0,0,0,0,0,0]
[null,136,6,1,{"$f":"Daten!L165","v":0},{"$f":"Daten!M165","v":0},null,null,0,0,0,0,0,0]
[null,137,6,1,{"$f":"Daten!L166","v":0},{"$f":"Daten!M166","v":0},null,null,0,0,0,0,0,0]
[null,138,6,1,{"$f":"Daten!L167","v":0},{"$f":"Daten!M167","v":0},null,null,0,0,0,0,0,0]
[null,139,6,1,{"$f":"Daten!L168","v":0},{"$f":"Daten!M168","v":0},null,null,0,0,0,0,0,0]
[null,140,6,1,{"$f":"Daten!L169","v":0},{"$f":"Daten!M169","v":0},null,null,0,0,0,0,0,0]
[null,141,6,1,{"$f":"Daten!L170","v":0},{"$f":"Daten!M170","v":0},null,null,0,0,0,0,0,0]
[null,142,6,1,{"$f":"Daten!L171","v":0},{"$f":"Daten!M171","v":0},null,null,0,0,0,0,0,0]
[null,143,6,1,{"$f":"Daten!L172","v":0},{"$f":"Daten!M172","v":0},null,null,0,0,0,0,0,0]
[null,144,6,1,{"$f":"Daten!L173","v":0},{"$f":"Daten!M173","v":0},null,null,0,0,0,0,0,0]
[null,145,7,1,{"$f":"Daten!L174","v":0},{"$f":"Daten!M174","v":0},null,null,0,0,0,0,0,0]
[null,146,7,1,{"$f":"Daten!L175","v":0},{"$f":"Daten!M175","v":0},null,null,0,0,0,0,0,0]
[null,147,7,1,{"$f":"Daten!L176","v":0},{"$f":"Daten!M176","v":0},null,null,0,0,0,0,0,0]
[null,148,7,1,{"$f":"Daten!L177","v":0},{"$f":"Daten!M177","v":0},null,null,0,0,0,0,0,0]
[null,149,7,1,{"$f":"Daten!L178","v":0},{"$f":"Daten!M178","v":0},null,null,0,0,0,0,0,0]
[null,150,7,1,{"$f":"Daten!L179","v":0},{"$f":"Daten!M179","v":0},null,null,0,0,0,0,0,0]
[null,151,7,1,{"$f":"Daten!L180","v":0},{"$f":"Daten!M180","v":0},null,null,0,0,0,0,0,0]
[null,152,7,1,{"$f":"Daten!L181","v":0},{"$f":"Daten!M181","v":0},null,null,0,0,0,0,0,0]
[null,153,7,1,{"$f":"Daten!L182","v":0},{"$f":"Daten!M182","v":0},null,null,0,0,0,0,0,0]
[null,154,7,1,{"$f":"Daten!L183","v":0},{"$f":"Daten!M183","v":0},null,null,0,0,0,0,0,0]
[null,155,7,1,{"$f":"Daten!L184","v":0},{"$f":"Daten!M184","v":0},null,null,0,0,0,0,0,0]
[null,156,7,1,{"$f":"Daten!L185","v":0},{"$f":"Daten!M185","v":0},null,null,0,0,0,0,0,0]
[null,157,7,1,{"$f":"Daten!L186","v":0},{"$f":"Daten!M186","v":0},null,null,0,0,0,0,0,0]
[null,158,7,1,{"$f":"Daten!L187","v":0},{"$f":"Daten!M187","v":0},null,null,0,0,0,0,0,0]
[null,159,7,1,{"$f":"Daten!L188","v":0},{"$f":"Daten!M188","v":0},null,null,0,0,0,0,0,0]
[null,160,7,1,{"$f":"Daten!L189","v":0},{"$f":"Daten!M189","v":0},null,null,0,0,0,0,0,0]
[null,161,7,1,{"$f":"Daten!L190","v":0},{"$f":"Daten!M190","v":0},null,null,0,0,0,0,0,0]
[null,162,7,1,{"$f":"Daten!L191","v":0},{"$f":"Daten!M191","v":0},null,null,0,0,0,0,0,0]
[null,163,7,1,{"$f":"Daten!L192","v":0},{"$f":"Daten!M192","v":0},null,null,0,0,0,0,0,0]
[null,164,7,1,{"$f":"Daten!L193","v":0},{"$f":"Daten!M193","v":0},null,null,0,0,0,0,0,0]
[null,165,7,1,{"$f":"Daten!L194","v":0},{"$f":"Daten!M194","v":0},null,null,0,0,0,0,0,0]
[null,166,7,1,{"$f":"Daten!L195","v":0},{"$f":"Daten!M195","v":0},null,null,0,0,0,0,0,0]
[null,167,7,1,{"$f":"Daten!L196","v":0},{"$f":"Daten!M196","v":0},null,null,0,0,0,0,0,0]
[null,168,7,1,{"$f":"Daten!L197","v":0},{"$f":"Daten!M197","v":0},null,null,0,0,0,0,0,0]
[null,169,8,1,{"$f":"Daten!L198","v":0},{"$f":"Daten!M198","v":0},null,null,0,0,0,0,0,0]
[null,170,8,1,{"$f":"Daten!L199","v":0},{"$f":"Daten!M199","v":0},null,null,0,0,0,0,0,0]
[null,171,8,1,{"$f":"Daten!L200","v":0},{"$f":"Daten!M200","v":0},null,null,0,0,0,0,0,0]
[null,172,8,1,{"$f":"Daten!L201","v":0},{"$f":"Daten!M201","v":0},null,null,0,0,0,0,0,0]
[null,173,8,1,{"$f":"Daten!L202","v":0},{"$f":"Daten!M202","v":0},null,null,0,0,0,0,0,0]
[null,174,8,1,{"$f":"Daten!L203","v":0},{"$f":"Daten!M203","v":0},null,null,0,0,0,0,0,0]
[null,175,8,1,{"$f":"Daten!L204","v":0},{"$f":"Daten!M204","v":0},null,null,0,0,0,0,0,0]
[null,176,8,1,{"$f":"Daten!L205","v":0},{"$f":"Daten!M205","v":0},null,null,0,0,0,0,0,0]
[null,177,8,1,{"$f":"Daten!L206","v":0},{"$f":"Daten!M206","v":0},null,null,0,0,0,0,0,0]
[null,178,8,1,{"$f":"Daten!L207","v":0},{"$f":"Daten!M207","v":0},null,null,0,0,0,0,0,0]
[null,179,8,1,{"$f":"Daten!L208","v":0},{"$f":"Daten!M208","v":0},null,null,0,0,0,0,0,0]
[null,180,8,1,{"$f":"Daten!L209","v":0},{"$f":"Daten!M209","v":0},null,null,0,0,0,0,0,0]
[null,181,8,1,{"$f":"Daten!L210","v":0},{"$f":"Daten!M210","v":0},null,null,0,0,0,0,0,0]
[null,182,8,1,{"$f":"Daten!L211","v":0},{"$f":"Daten!M211","v":0},null,null,0,0,0,0,0,0]
[null,183,8,1,{"$f":"Daten!L212","v":0},{"$f":"Daten!M212","v":0},null,null,0,0,0,0,0,0]
[null,184,8,1,{"$f":"Daten!L213","v":0},{"$f":"Daten!M213","v":0},null,null,0,0,0,0,0,0]
[null,185,8,1,{"$f":"Daten!L214","v":0},{"$f":"Daten!M214","v":0},null,null,0,0,0,0,0,0]
[null,186,8,1,{"$f":"Daten!L215","v":0},{"$f":"Daten!M215","v":0},null,null,0,0,0,0,0,0]
[null,187,8,1,{"$f":"Daten!L216","v":0},{"$f":"Daten!M216","v":0},null,null,0,0,0,0,0,0]
[null,188,8,1,{"$f":"Daten!L217","v":0},{"$f":"Daten!M217","v":0},null,null,0,0,0,0,0,0]
[null,189,8,1,{"$f":"Daten!L218","v":0},{"$f":"Daten!M218","v":0},null,null,0,0,0,0,0,0]
[null,190,8,1,{"$f":"Daten!L219","v":0},{"$f":"Daten!M219","v":0},null,null,0,0,0,0,0,0]
[null,191,8,1,{"$f":"Daten!L220","v":0},{"$f":"Daten!M220","v":0},null,null,0,0,0,0,0,0]
[null,192,8,1,{"$f":"Daten!L221","v":0},{"$f":"Daten!M221","v":0},null,null,0,0,0,0,0,0]
[null,193,9,1,{"$f":"Daten!L222","v":0},{"$f":"Daten!M222","v":0},null,null,0,0,0,0,0,{"$f":"IF(L209>0,I209+L209*Wirkungsgrad,I209+L209)","v":0}]
[null,194,{"$f":"CEILING(B210/24,1)","v":9},{"$f":"MONTH(C210)","v":1},{"$f":"Daten!L223","v":0},{"$f":"Daten!M223","v":0},null,null,0,{"$f":"MIN(E210,F210+I210)","v":0},{"$f":"E210-J210","v":0},{"$f":"MIN((F210-J210),0-I210)","v":0},{"$f":"F210-(J210+L210)","v":0},0]
[null,195,9,1,{"$f":"Daten!L224","v":0},{"$f":"Daten!M224","v":0},null,null,{"$f":"N210","v":0},0,0,0,0,0]
[null,196,9,1,{"$f":"Daten!L225","v":0},{"$f":"Daten!M225","v":0},null,null,0,0,0,0,0,0]
[null,197,9,1,{"$f":"Daten!L226","v":0},{"$f":"Daten!M226","v":0},null,null,0,0,0,0,0,0]
[null,198,9,1,{"$f":"Daten!L227","v":0},{"$f":"Daten!M227","v":0},null,null,0,0,0,0,0,0]
[null,199,9,1,{"$f":"Daten!L228","v":0},{"$f":"Daten!M228","v":0},null,null,0,0,0,0,0,0]
[null,200,9,1,{"$f":"Daten!L229","v":0},{"$f":"Daten!M229","v":0},null,null,0,0,0,0,0,0]
[null,201,9,1,{"$f":"Daten!L230","v":0},{"$f":"Daten!M230","v":0},null,null,0,0,0,0,0,0]
[null,202,9,1,{"$f":"Daten!L231","v":0},{"$f":"Daten!M231","v":0},null,null,0,0,0,0,0,0]
[null,203,9,1,{"$f":"Daten!L232","v":0},{"$f":"Daten!M232","v":0},null,null,0,0,0,0,0,0]
[null,204,9,1,{"$f":"Daten!L233","v":0},{"$f":"Daten!M233","v":0},null,null,0,0,0,0,0,0]
[null,205,9,1,{"$f":"Daten!L234","v":0},{"$f":"Daten!M234","v":0},null,null,0,0,0,0,0,0]
[null,206,9,1,{"$f":"Daten!L235","v":0},{"$f":"Daten!M235","v":0},null,null,0,0,0,0,0,0]
[null,207,9,1,{"$f":"Daten!L236","v":0},{"$f":"Daten!M236","v":0},null,null,0,0,0,0,0,0]
[null,208,9,1,{"$f":"Daten!L237","v":0},{"$f":"Daten!M237","v":0},null,null,0,0,0,0,0,0]
[null,209,9,1,{"$f":"Daten!L238","v":0},{"$f":"Daten!M238","v":0},null,null,0,0,0,0,0,0]
[null,210,9,1,{"$f":"Daten!L239","v":0},{"$f":"Daten!M239","v":0},null,null,0,0,0,0,0,0]
[null,211,9,1,{"$f":"Daten!L240","v":0},{"$f":"Daten!M240","v":0},null,null,0,0,0,0,0,0]
[null,212,9,1,{"$f":"Daten!L241","v":0},{"$f":"Daten!M241","v":0},null,null,0,0,0,0,0,0]
[null,213,9,1,{"$f":"Daten!L242","v":0},{"$f":"Daten!M242","v":0},null,null,0,0,0,0,0,0]
[null,214,9,1,{"$f":"Daten!L243","v":0},{"$f":"Daten!M243","v":0},null,null,0,0,0,0,0,0]
[null,215,9,1,{"$f":"Daten!L244","v":0},{"$f":"Daten!M244","v":0},null,null,0,0,0,0,0,0]
[null,216,9,1,{"$f":"Daten!L245","v":0},{"$f":"Daten!M245","v":0},null,null,0,0,0,0,0,0]
[null,217,10,1,{"$f":"Daten!L246","v":0},{"$f":"Daten!M246","v":0},null,null,0,0,0,0,0,0]
[null,218,10,1,{"$f":"Daten!L247","v":0},{"$f":"Daten!M247","v":0},null,null,0,0,0,0,0,0]
[null,219,10,1,{"$f":"Daten!L248","v":0},{"$f":"Daten!M248","v":0},null,null,0,0,0,0,0,0]
[null,220,10,1,{"$f":"Daten!L249","v":0},{"$f":"Daten!M249","v":0},null,null,0,0,0,0,0,0]
[null,221,10,1,{"$f":"Daten!L250","v":0},{"$f":"Daten!M250","v":0},null,null,0,0,0,0,0,0]
[null,222,10,1,{"$f":"Daten!L251","v":0},{"$f":"Daten!M251","v":0},null,null,0,0,0,0,0,0]
[null,223,10,1,{"$f":"Daten!L252","v":0},{"$f":"Daten!M252","v":0},null,null,0,0,0,0,0,0]
[null,224,10,1,{"$f":"Daten!L253","v":0},{"$f":"Daten!M253","v":0},null,null,0,0,0,0,0,0]
[null,225,10,1,{"$f":"Daten!L254","v":0},{"$f":"Daten!M254","v":0},null,null,0,0,0,0,0,0]
[null,226,10,1,{"$f":"Daten!L255","v":0},{"$f":"Daten!M255","v":0},null,null,0,0,0,0,0,0]
[null,227,10,1,{"$f":"Daten!L256","v":0},{"$f":"Daten!M256","v":0},null,null,0,0,0,0,0,0]
[null,228,10,1,{"$f":"Daten!L257","v":0},{"$f":"Daten!M257","v":0},null,null,0,0,0,0,0,0]
[null,229,10,1,{"$f":"Daten!L258","v":0},{"$f":"Daten!M258","v":0},null,null,0,0,0,0,0,0]
[null,230,10,1,{"$f":"Daten!L259","v":0},{"$f":"Daten!M259","v":0},null,null,0,0,0,0,0,0]
[null,231,10,1,{"$f":"Daten!L260","v":0},{"$f":"Daten!M260","v":0},null,null,0,0,0,0,0,0]
[null,232,10,1,{"$f":"Daten!L261","v":0},{"$f":"Daten!M261","v":0},null,null,0,0,0,0,0,0]
[null,233,10,1,{"$f":"Daten!L262","v":0},{"$f":"Daten!M262","v":0},null,null,0,0,0,0,0,0]
[null,234,10,1,{"$f":"Daten!L263","v":0},{"$f":"Daten!M263","v":0},null,null,0,0,0,0,0,0]
[null,235,10,1,{"$f":"Daten!L264","v":0},{"$f":"Daten!M264","v":0},null,null,0,0,0,0,0,0]
[null,236,10,1,{"$f":"Daten!L265","v":0},{"$f":"Daten!M265","v":0},null,null,0,0,0,0,0,0]
[null,237,10,1,{"$f":"Daten!L266","v":0},{"$f":"Daten!M266","v":0},null,null,0,0,0,0,0,0]
[null,238,10,1,{"$f":"Daten!L267","v":0},{"$f":"Daten!M267","v":0},null,null,0,0,0,0,0,0]
[null,239,10,1,{"$f":"Daten!L268","v":0},{"$f":"Daten!M268","v":0},null,null,0,0,0,0,0,0]
[null,240,10,1,{"$f":"Daten!L269","v":0},{"$f":"Daten!M269","v":0},null,null,0,0,0,0,0,0]
[null,241,11,1,{"$f":"Daten!L270","v":0},{"$f":"Daten!M270","v":0},null,null,0,0,0,0,0,0]
[null,242,11,1,{"$f":"Daten!L271","v":0},{"$f":"Daten!M271","v":0},null,null,0,0,0,0,0,0]
[null,243,11,1,{"$f":"Daten!L272","v":0},{"$f":"Daten!M272","v":0},null,null,0,0,0,0,0,0]
[null,244,11,1,{"$f":"Daten!L273","v":0},{"$f":"Daten!M273","v":0},null,null,0,0,0,0,0,0]
[null,245,11,1,{"$f":"Daten!L274","v":0},{"$f":"Daten!M274","v":0},null,null,0,0,0,0,0,0]
[null,246,11,1,{"$f":"Daten!L275","v":0},{"$f":"Daten!M275","v":0},null,null,0,0,0,0,0,0]
[null,247,11,1,{"$f":"Daten!L276","v":0},{"$f":"Daten!M276","v":0},null,null,0,0,0,0,0,0]
[null,248,11,1,{"$f":"Daten!L277","v":0},{"$f":"Daten!M277","v":0},null,null,0,0,0,0,0,0]
[null,249,11,1,{"$f":"Daten!L278","v":0},{"$f":"Daten!M278","v":0},null,null,0,0,0,0,0,0]
[null,250,11,1,{"$f":"Daten!L279","v":0},{"$f":"Daten!M279","v":0},null,null,0,0,0,0,0,0]
[null,251,11,1,{"$f":"Daten!L280","v":0},{"$f":"Daten!M280","v":0},null,null,0,0,0,0,0,0]
[null,252,11,1,{"$f":"Daten!L281","v":0},{"$f":"Daten!M281","v":0},null,null,0,0,0,0,0,0]
[null,253,11,1,{"$f":"Daten!L282","v":0},{"$f":"Daten!M282","v":0},null,null,0,0,0,0,0,0]
[null,254,11,1,{"$f":"Daten!L283","v":0},{"$f":"Daten!M283","v":0},null,null,0,0,0,0,0,0]
[null,255,11,1,{"$f":"Daten!L284","v":0},{"$f":"Daten!M284","v":0},null,null,0,0,0,0,0,0]
[null,256,11,1,{"$f":"Daten!L285","v":0},{"$f":"Daten!M285","v":0},null,null,0,0,0,0,0,0]
[null,257,11,1,{"$f":"Daten!L286","v":0},{"$f":"Daten!M286","v":0},null,null,0,0,0,0,0,{"$f":"IF(L273>0,I273+L273*Wirkungsgrad,I273+L273)","v":0}]
[null,258,{"$f":"CEILING(B274/24,1)","v":11},{"$f":"MONTH(C274)","v":1},{"$f":"Daten!L287","v":0},{"$f":"Daten!M287","v":0},null,null,0,{"$f":"MIN(E274,F274+I274)","v":0},{"$f":"E274-J274","v":0},{"$f":"MIN((F274-J274),0-I274)","v":0},{"$f":"F274-(J274+L274)","v":0},0]
[null,259,11,1,{"$f":"Daten!L288","v":0},{"$f":"Daten!M288","v":0},null,null,{"$f":"N274","v":0},0,0,0,0,0]
[null,260,11,1,{"$f":"Daten!L289","v":0},{"$f":"Daten!M289","v":0},null,null,0,0,0,0,0,0]
[null,261,11,1,{"$f":"Daten!L290","v":0},{"$f":"Daten!M290","v":0},null,null,0,0,0,0,0,0]
[null,262,11,1,{"$f":"Daten!L291","v":0},{"$f":"Daten!M291","v":0},null,null,0,0,0,0,0,0]
[null,263,11,1,{"$f":"Daten!L292","v":0},{"$f":"Daten!M292","v":0},null,null,0,0,0,0,0,0]
[null,264,11,1,{"$f":"Daten!L293","v":0},{"$f":"Daten!M293","v":0},null,null,0,0,0,0,0,0]
[null,265,12,1,{"$f":"Daten!L294","v":0},{"$f":"Daten!M294","v":0},null,null,0,0,0,0,0,0]
[null,266,12,1,{"$f":"Daten!L295","v":0},{"$f":"Daten!M295","v":0},null,null,0,0,0,0,0,0]
[null,267,12,1,{"$f":"Daten!L296","v":0},{"$f":"Daten!M296","v":0},null,null,0,0,0,0,0,0]
[null,268,12,1,{"$f":"Daten!L297","v":0},{"$f":"Daten!M297","v":0},null,null,0,0,0,0,0,0]
[null,269,12,1,{"$f":"Daten!L298","v":0},{"$f":"Daten!M298","v":0},null,null,0,0,0,0,0,0]
[null,270,12,1,{"$f":"Daten!L299","v":0},{"$f":"Daten!M299","v":0},null,null,0,0,0,0,0,0]
[null,271,12,1,{"$f":"Daten!L300","v":0},{"$f":"Daten!M300","v":0},null,null,0,0,0,0,0,0]
[null,272,12,1,{"$f":"Daten!L301","v":0},{"$f":"Daten!M301","v":0},null,null,0,0,0,0,0,0]
[null,273,12,1,{"$f":"Daten!L302","v":0},{"$f":"Daten!M302","v":0},null,null,0,0,0,0,0,0]
[null,274,12,1,{"$f":"Daten!L303","v":0},{"$f":"Daten!M303","v":0},null,null,0,0,0,0,0,0]
[null,275,12,1,{"$f":"Daten!L304","v":0},{"$f":"Daten!M304","v":0},null,null,0,0,0,0,0,0]
[null,276,12,1,{"$f":"Daten!L305","v":0},{"$f":"Daten!M305","v":0},null,null,0,0,0,0,0,0]
[null,277,12,1,{"$f":"Daten!L306","v":0},{"$f":"Daten!M306","v":0},null,null,0,0,0,0,0,0]
[null,278,12,1,{"$f":"Daten!L307","v":0},{"$f":"Daten!M307","v":0},null,null,0,0,0,0,0,0]
[null,279,12,1,{"$f":"Daten!L308","v":0},{"$f":"Daten!M308","v":0},null,null,0,0,0,0,0,0]
[null,280,12,1,{"$f":"Daten!L309","v":0},{"$f":"Daten!M309","v":0},null,null,0,0,0,0,0,0]
[null,281,12,1,{"$f":"Daten!L310","v":0},{"$f":"Daten!M310","v":0},null,null,0,0,0,0,0,0]
[null,282,12,1,{"$f":"Daten!L311","v":0},{"$f":"Daten!M311","v":0},null,null,0,0,0,0,0,0]
[null,283,12,1,{"$f":"Daten!L312","v":0},{"$f":"Daten!M312","v":0},null,null,0,0,0,0,0,0]
[null,284,12,1,{"$f":"Daten!L313","v":0},{"$f":"Daten!M313","v":0},null,null,0,0,0,0,0,0]
[null,285,12,1,{"$f":"Daten!L314","v":0},{"$f":"Daten!M314","v":0},null,null,0,0,0,0,0,0]
[null,286,12,1,{"$f":"Daten!L315","v":0},{"$f":"Daten!M315","v":0},null,null,0,0,0,0,0,0]
[null,287,12,1,{"$f":"Daten!L316","v":0},{"$f":"Daten!M316","v":0},null,null,0,0,0,0,0,0]
[null,288,12,1,{"$f":"Daten!L317","v":0},{"$f":"Daten!M317","v":0},null,null,0,0,0,0,0,0]
[null,289,13,1,{"$f":"Daten!L318","v":0},{"$f":"Daten!M318","v":0},null,null,0,0,0,0,0,0]
[null,290,13,1,{"$f":"Daten!L319","v":0},{"$f":"Daten!M319","v":0},null,null,0,0,0,0,0,0]
[null,291,13,1,{"$f":"Daten!L320","v":0},{"$f":"Daten!M320","v":0},null,null,0,0,0,0,0,0]
[null,292,13,1,{"$f":"Daten!L321","v":0},{"$f":"Daten!M321","v":0},null,null,0,0,0,0,0,0]
[null,293,13,1,{"$f":"Daten!L322","v":0},{"$f":"Daten!M322","v":0},null,null,0,0,0,0,0,0]
[null,294,13,1,{"$f":"Daten!L323","v":0},{"$f":"Daten!M323","v":0},null,null,0,0,0,0,0,0]
[null,295,13,1,{"$f":"Daten!L324","v":0},{"$f":"Daten!M324","v":0},null,null,0,0,0,0,0,0]
[null,296,13,1,{"$f":"Daten!L325","v":0},{"$f":"Daten!M325","v":0},null,null,0,0,0,0,0,0]
[null,297,13,1,{"$f":"Daten!L326","v":0},{"$f":"Daten!M326","v":0},null,null,0,0,0,0,0,0]
[null,298,13,1,{"$f":"Daten!L327","v":0},{"$f":"Daten!M327","v":0},null,null,0,0,0,0,0,0]
[null,299,13,1,{"$f":"Daten!L328","v":0},{"$f":"Daten!M328","v":0},null,null,0,0,0,0,0,0]
[null,300,13,1,{"$f":"Daten!L329","v":0},{"$f":"Daten!M329","v":0},null,null,0,0,0,0,0,0]
[null,301,13,1,{"$f":"Daten!L330","v":0},{"$f":"Daten!M330","v":0},null,null,0,0,0,0,0,0]
[null,302,13,1,{"$f":"Daten!L331","v":0},{"$f":"Daten!M331","v":0},null,null,0,0,0,0,0,0]
[null,303,13,1,{"$f":"Daten!L332","v":0},{"$f":"Daten!M332","v":0},null,null,0,0,0,0,0,0]
[null,304,13,1,{"$f":"Daten!L333","v":0},{"$f":"Daten!M333","v":0},null,null,0,0,0,0,0,0]
[null,305,13,1,{"$f":"Daten!L334","v":0},{"$f":"Daten!M334","v":0},null,null,0,0,0,0,0,0]
[null,306,13,1,{"$f":"Daten!L335","v":0},{"$f":"Daten!M335","v":0},null,null,0,0,0,0,0,0]
[null,307,13,1,{"$f":"Daten!L336","v":0},{"$f":"Daten!M336","v":0},null,null,0,0,0,0,0,0]
[null,308,13,1,{"$f":"Daten!L337","v":0},{"$f":"Daten!M337","v":0},null,null,0,0,0,0,0,0]
[null,309,13,1,{"$f":"Daten!L338","v":0},{"$f":"Daten!M338","v":0},null,null,0,0,0,0,0,0]
[null,310,13,1,{"$f":"Daten!L339","v":0},{"$f":"Daten!M339","v":0},null,null,0,0,0,0,0,0]
[null,311,13,1,{"$f":"Daten!L340","v":0},{"$f":"Daten!M340","v":0},null,null,0,0,0,0,0,0]
[null,312,13,1,{"$f":"Daten!L341","v":0},{"$f":"Daten!M341","v":0},null,null,0,0,0,0,0,0]
[null,313,14,1,{"$f":"Daten!L342","v":0},{"$f":"Daten!M342","v":0},null,null,0,0,0,0,0,0]
[null,314,14,1,{"$f":"Daten!L343","v":0},{"$f":"Daten!M343","v":0},null,null,0,0,0,0,0,0]
[null,315,14,1,{"$f":"Daten!L344","v":0},{"$f":"Daten!M344","v":0},null,null,0,0,0,0,0,0]
[null,316,14,1,{"$f":"Daten!L345","v":0},{"$f":"Daten!M345","v":0},null,null,0,0,0,0,0,0]
[null,317,14,1,{"$f":"Daten!L346","v":0},{"$f":"Daten!M346","v":0},null,null,0,0,0,0,0,0]
[null,318,14,1,{"$f":"Daten!L347","v":0},{"$f":"Daten!M347","v":0},null,null,0,0,0,0,0,0]
[null,319,14,1,{"$f":"Daten!L348","v":0},{"$f":"Daten!M348","v":0},null,null,0,0,0,0,0,0]
[null,320,14,1,{"$f":"Daten!L349","v":0},{"$f":"Daten!M349","v":0},null,null,0,0,0,0,0,0]
[null,321,14,1,{"$f":"Daten!L350","v":0},{"$f":"Daten!M350","v":0},null,null,0,0,0,0,0,{"$f":"IF(L337>0,I337+L337*Wirkungsgrad,I337+L337)","v":0}]
[null,322,{"$f":"CEILING(B338/24,1)","v":14},{"$f":"MONTH(C338)","v":1},{"$f":"Daten!L351","v":0},{"$f":"Daten!M351","v":0},null,null,0,{"$f":"MIN(E338,F338+I338)","v":0},{"$f":"E338-J338","v":0},{"$f":"MIN((F338-J338),0-I338)","v":0},{"$f":"F338-(J338+L338)","v":0},0]
[null,323,14,1,{"$f":"Daten!L352","v":0},{"$f":"Daten!M352","v":0},null,null,{"$f":"N338","v":0},0,0,0,0,0]
[null,324,14,1,{"$f":"Daten!L353","v":0},{"$f":"Daten!M353","v":0},null,null,0,0,0,0,0,0]
[null,325,14,1,{"$f":"Daten!L354","v":0},{"$f":"Daten!M354","v":0},null,null,0,0,0,0,0,0]
[null,326,14,1,{"$f":"Daten!L355","v":0},{"$f":"Daten!M355","v":0},null,null,0,0,0,0,0,0]
[null,327,14,1,{"$f":"Daten!L356","v":0},{"$f":"Daten!M356","v":0},null,null,0,0,0,0,0,0]
[null,328,14,1,{"$f":"Daten!L357","v":0},{"$f":"Daten!M357","v":0},null,null,0,0,0,0,0,0]
[null,329,14,1,{"$f":"Daten!L358","v":0},{"$f":"Daten!M358","v":0},null,null,0,0,0,0,0,0]
[null,330,14,1,{"$f":"Daten!L359","v":0},{"$f":"Daten!M359","v":0},null,null,0,0,0,0,0,0]
[null,331,14,1,{"$f":"Daten!L360","v":0},{"$f":"Daten!M360","v":0},null,null,0,0,0,0,0,0]
[null,332,14,1,{"$f":"Daten!L361","v":0},{"$f":"Daten!M361","v":0},null,null,0,0,0,0,0,0]
[null,333,14,1,{"$f":"Daten!L362","v":0},{"$f":"Daten!M362","v":0},null,null,0,0,0,0,0,0]
[null,334,14,1,{"$f":"Daten!L363","v":0},{"$f":"Daten!M363","v":0},null,null,0,0,0,0,0,0]
[null,335,14,1,{"$f":"Daten!L364","v":0},{"$f":"Daten!M364","v":0},null,null,0,0,0,0,0,0]
[null,336,14,1,{"$f":"Daten!L365","v":0},{"$f":"Daten!M365","v":0},null,null,0,0,0,0,0,0]
[null,337,15,1,{"$f":"Daten!L366","v":0},{"$f":"Daten!M366","v":0},null,null,0,0,0,0,0,0]
[null,338,15,1,{"$f":"Daten!L367","v":0},{"$f":"Daten!M367","v":0},null,null,0,0,0,0,0,0]
[null,339,15,1,{"$f":"Daten!L368","v":0},{"$f":"Daten!M368","v":0},null,null,0,0,0,0,0,0]
[null,340,15,1,{"$f":"Daten!L369","v":0},{"$f":"Daten!M369","v":0},null,null,0,0,0,0,0,0]
[null,341,15,1,{"$f":"Daten!L370","v":0},{"$f":"Daten!M370","v":0},null,null,0,0,0,0,0,0]
[null,342,15,1,{"$f":"Daten!L371","v":0},{"$f":"Daten!M371","v":0},null,null,0,0,0,0,0,0]
[null,343,15,1,{"$f":"Daten!L372","v":0},{"$f":"Daten!M372","v":0},null,null,0,0,0,0,0,0]
[null,344,15,1,{"$f":"Daten!L373","v":0},{"$f":"Daten!M373","v":0},null,null,0,0,0,0,0,0]
[null,345,15,1,{"$f":"Daten!L374","v":0},{"$f":"Daten!M374","v":0},null,null,0,0,0,0,0,0]
[null,346,15,1,{"$f":"Daten!L375","v":0},{"$f":"Daten!M375","v":0},null,null,0,0,0,0,0,0]
[null,347,15,1,{"$f":"Daten!L376","v":0},{"$f":"Daten!M376","v":0},null,null,0,0,0,0,0,0]
[null,348,15,1,{"$f":"Daten!L377","v":0},{"$f":"Daten!M377","v":0},null,null,0,0,0,0,0,0]
[null,349,15,1,{"$f":"Daten!L378","v":0},{"$f":"Daten!M378","v":0},null,null,0,0,0,0,0,0]
[null,350,15,1,{"$f":"Daten!L379","v":0},{"$f":"Daten!M379","v":0},null,null,0,0,0,0,0,0]
[null,351,15,1,{"$f":"Daten!L380","v":0},{"$f":"Daten!M380","v":0},null,null,0,0,0,0,0,0]
[null,352,15,1,{"$f":"Daten!L381","v":0},{"$f":"Daten!M381","v":0},null,null,0,0,0,0,0,0]
[null,353,15,1,{"$f":"Daten!L382","v":0},{"$f":"Daten!M382","v":0},null,null,0,0,0,0,0,0]
[null,354,15,1,{"$f":"Daten!L383","v":0},{"$f":"Daten!M383","v":0},null,null,0,0,0,0,0,0]
[null,355,15,1,{"$f":"Daten!L384","v":0},{"$f":"Daten!M384","v":0},null,null,0,0,0,0,0,0]
[null,356,15,1,{"$f":"Daten!L385","v":0},{"$f":"Daten!M385","v":0},null,null,0,0,0,0,0,0]
[null,357,15,1,{"$f":"Daten!L386","v":0},{"$f":"Daten!M386","v":0},null,null,0,0,0,0,0,0]
[null,358,15,1,{"$f":"Daten!L387","v":0},{"$f":"Daten!M387","v":0},null,null,0,0,0,0,0,0]
[null,359,15,1,{"$f":"Daten!L388","v":0},{"$f":"Daten!M388","v":0},null,null,0,0,0,0,0,0]
[null,360,15,1,{"$f":"Daten!L389","v":0},{"$f":"Daten!M389","v":0},null,null,0,0,0,0,0,0]
[null,361,16,1,{"$f":"Daten!L390","v":0},{"$f":"Daten!M390","v":0},null,null,0,0,0,0,0,0]
[null,362,16,1,{"$f":"Daten!L391","v":0},{"$f":"Daten!M391","v":0},null,null,0,0,0,0,0,0]
[null,363,16,1,{"$f":"Daten!L392","v":0},{"$f":"Daten!M392","v":0},null,null,0,0,0,0,0,0]
[null,364,16,1,{"$f":"Daten!L393","v":0},{"$f":"Daten!M393","v":0},null,null,0,0,0,0,0,0]
[null,365,16,1,{"$f":"Daten!L394","v":0},{"$f":"Daten!M394","v":0},null,null,0,0,0,0,0,0]
[null,366,16,1,{"$f":"Daten!L395","v":0},{"$f":"Daten!M395","v":0},null,null,0,0,0,0,0,0]
[null,367,16,1,{"$f":"Daten!L396","v":0},{"$f":"Daten!M396","v":0},null,null,0,0,0,0,0,0]
[null,368,16,1,{"$f":"Daten!L397","v":0},{"$f":"Daten!M397","v":0},null,null,0,0,0,0,0,0]
[null,369,16,1,{"$f":"Daten!L398","v":0},{"$f":"Daten!M398","v":0},null,null,0,0,0,0,0,0]
[null,370,16,1,{"$f":"Daten!L399","v":0},{"$f":"Daten!M399","v":0},null,null,0,0,0,0,0,0]
[null,371,16,1,{"$f":"Daten!L400","v":0},{"$f":"Daten!M400","v":0},null,null,0,0,0,0,0,0]
[null,372,16,1,{"$f":"Daten!L401","v":0},{"$f":"Daten!M401","v":0},null,null,0,0,0,0,0,0]
[null,373,16,1,{"$f":"Daten!L402","v":0},{"$f":"Daten!M402","v":0},null,null,0,0,0,0,0,0]
[null,374,16,1,{"$f":"Daten!L403","v":0},{"$f":"Daten!M403","v":0},null,null,0,0,0,0,0,0]
[null,375,16,1,{"$f":"Daten!L404","v":0},{"$f":"Daten!M404","v":0},null,null,0,0,0,0,0,0]
[null,376,16,1,{"$f":"Daten!L405","v":0},{"$f":"Daten!M405","v":0},null,null,0,0,0,0,0,0]
[null,377,16,1,{"$f":"Daten!L406","v":0},{"$f":"Daten!M406","v":0},null,null,0,0,0,0,0,0]
[null,378,16,1,{"$f":"Daten!L407","v":0},{"$f":"Daten!M407","v":0},null,null,0,0,0,0,0,0]
[null,379,16,1,{"$f":"Daten!L408","v":0},{"$f":"Daten!M408","v":0},null,null,0,0,0,0,0,0]
[null,380,16,1,{"$f":"Daten!L409","v":0},{"$f":"Daten!M409","v":0},null,null,0,0,0,0,0,0]
[null,381,16,1,{"$f":"Daten!L410","v":0},{"$f":"Daten!M410","v":0},null,null,0,0,0,0,0,0]
[null,382,16,1,{"$f":"Daten!L411","v":0},{"$f":"Daten!M411","v":0},null,null,0,0,0,0,0,0]
[null,383,16,1,{"$f":"Daten!L412","v":0},{"$f":"Daten!M412","v":0},null,null,0,0,0,0,0,0]
[null,384,16,1,{"$f":"Daten!L413","v":0},{"$f":"Daten!M413","v":0},null,null,0,0,0,0,0,0]
[null,385,17,1,{"$f":"Daten!L414","v":0},{"$f":"Daten!M414","v":0},null,null,0,0,0,0,0,{"$f":"IF(L401>0,I401+L401*Wirkungsgrad,I401+L401)","v":0}]
[null,386,{"$f":"CEILING(B402/24,1)","v":17},{"$f":"MONTH(C402)","v":1},{"$f":"Daten!L415","v":0},{"$f":"Daten!M415","v":0},null,null,0,{"$f":"MIN(E402,F402+I402)","v":0},{"$f":"E402-J402","v":0},{"$f":"MIN((F402-J402),0-I402)","v":0},{"$f":"F402-(J402+L402)","v":0},0]
[null,387,17,1,{"$f":"Daten!L416","v":0},{"$f":"Daten!M416","v":0},null,null,{"$f":"N402","v":0},0,0,0,0,0]
[null,388,17,1,{"$f":"Daten!L417","v":0},{"$f":"Daten!M417","v":0},null,null,0,0,0,0,0,0]
[null,389,17,1,{"$f":"Daten!L418","v":0},{"$f":"Daten!M418","v":0},null,null,0,0,0,0,0,0]
[null,390,17,1,{"$f":"Daten!L419","v":0},{"$f":"Daten!M419","v":0},null,null,0,0,0,0,0,0]
[null,391,17,1,{"$f":"Daten!L420","v":0},{"$f":"Daten!M420","v":0},null,null,0,0,0,0,0,0]
[null,392,17,1,{"$f":"Daten!L421","v":0},{"$f":"Daten!M421","v":0},null,null,0,0,0,0,0,0]
[null,393,17,1,{"$f":"Daten!L422","v":0},{"$f":"Daten!M422","v":0},null,null,0,0,0,0,0,0]
[null,394,17,1,{"$f":"Daten!L423","v":0},{"$f":"Daten!M423","v":0},null,null,0,0,0,0,0,0]
[null,395,17,1,{"$f":"Daten!L424","v":0},{"$f":"Daten!M424","v":0},null,null,0,0,0,0,0,0]
[null,396,17,1,{"$f":"Daten!L425","v":0},{"$f":"Daten!M425","v":0},null,null,0,0,0,0,0,0]
[null,397,17,1,{"$f":"Daten!L426","v":0},{"$f":"Daten!M426","v":0},null,null,0,0,0,0,0,0]
[null,398,17,1,{"$f":"Daten!L427","v":0},{"$f":"Daten!M427","v":0},null,null,0,0,0,0,0,0]
[null,399,17,1,{"$f":"Daten!L428","v":0},{"$f":"Daten!M428","v":0},null,null,0,0,0,0,0,0]
[null,400,17,1,{"$f":"Daten!L429","v":0},{"$f":"Daten!M429","v":0},null,null,0,0,0,0,0,0]
[null,401,17,1,{"$f":"Daten!L430","v":0},{"$f":"Daten!M430","v":0},null,null,0,0,0,0,0,0]
[null,402,17,1,{"$f":"Daten!L431","v":0},{"$f":"Daten!M431","v":0},null,null,0,0,0,0,0,0]
[null,403,17,1,{"$f":"Daten!L432","v":0},{"$f":"Daten!M432","v":0},null,null,0,0,0,0,0,0]
[null,404,17,1,{"$f":"Daten!L433","v":0},{"$f":"Daten!M433","v":0},null,null,0,0,0,0,0,0]
[null,405,17,1,{"$f":"Daten!L434","v":0},{"$f":"Daten!M434","v":0},null,null,0,0,0,0,0,0]
[null,406,17,1,{"$f":"Daten!L435","v":0},{"$f":"Daten!M435","v":0},null,null,0,0,0,0,0,0]
[null,407,17,1,{"$f":"Daten!L436","v":0},{"$f":"Daten!M436","v":0},null,null,0,0,0,0,0,0]
[null,408,17,1,{"$f":"Daten!L437","v":0},{"$f":"Daten!M437","v":0},null,null,0,0,0,0,0,0]
[null,409,18,1,{"$f":"Daten!L438","v":0},{"$f":"Daten!M438","v":0},null,null,0,0,0,0,0,0]
[null,410,18,1,{"$f":"Daten!L439","v":0},{"$f":"Daten!M439","v":0},null,null,0,0,0,0,0,0]
[null,411,18,1,{"$f":"Daten!L440","v":0},{"$f":"Daten!M440","v":0},null,null,0,0,0,0,0,0]
[null,412,18,1,{"$f":"Daten!L441","v":0},{"$f":"Daten!M441","v":0},null,null,0,0,0,0,0,0]
[null,413,18,1,{"$f":"Daten!L442","v":0},{"$f":"Daten!M442","v":0},null,null,0,0,0,0,0,0]
[null,414,18,1,{"$f":"Daten!L443","v":0},{"$f":"Daten!M443","v":0},null,null,0,0,0,0,0,0]
[null,415,18,1,{"$f":"Daten!L444","v":0},{"$f":"Daten!M444","v":0},null,null,0,0,0,0,0,0]
[null,416,18,1,{"$f":"Daten!L445","v":0},{"$f":"Daten!M445","v":0},null,null,0,0,0,0,0,0]
[null,417,18,1,{"$f":"Daten!L446","v":0},{"$f":"Daten!M446","v":0},null,null,0,0,0,0,0,0]
[null,418,18,1,{"$f":"Daten!L447","v":0},{"$f":"Daten!M447","v":0},null,null,0,0,0,0,0,0]
[null,419,18,1,{"$f":"Daten!L448","v":0},{"$f":"Daten!M448","v":0},null,null,0,0,0,0,0,0]
[null,420,18,1,{"$f":"Daten!L449","v":0},{"$f":"Daten!M449","v":0},null,null,0,0,0,0,0,0]
[null,421,18,1,{"$f":"Daten!L450","v":0},{"$f":"Daten!M450","v":0},null,null,0,0,0,0,0,0]
[null,422,18,1,{"$f":"Daten!L451","v":0},{"$f":"Daten!M451","v":0},null,null,0,0,0,0,0,0]
[null,423,18,1,{"$f":"Daten!L452","v":0},{"$f":"Daten!M452","v":0},null,null,0,0,0,0,0,0]
[null,424,18,1,{"$f":"Daten!L453","v":0},{"$f":"Daten!M453","v":0},null,null,0,0,0,0,0,0]
[null,425,18,1,{"$f":"Daten!L454","v":0},{"$f":"Daten!M454","v":0},null,null,0,0,0,0,0,0]
[null,426,18,1,{"$f":"Daten!L455","v":0},{"$f":"Daten!M455","v":0},null,null,0,0,0,0,0,0]
[null,427,18,1,{"$f":"Daten!L456","v":0},{"$f":"Daten!M456","v":0},null,null,0,0,0,0,0,0]
[null,428,18,1,{"$f":"Daten!L457","v":0},{"$f":"Daten!M457","v":0},null,null,0,0,0,0,0,0]
[null,429,18,1,{"$f":"Daten!L458","v":0},{"$f":"Daten!M458","v":0},null,null,0,0,0,0,0,0]
[null,430,18,1,{"$f":"Daten!L459","v":0},{"$f":"Daten!M459","v":0},null,null,0,0,0,0,0,0]
[null,431,18,1,{"$f":"Daten!L460","v":0},{"$f":"Daten!M460","v":0},null,null,0,0,0,0,0,0]
[null,432,18,1,{"$f":"Daten!L461","v":0},{"$f":"Daten!M461","v":0},null,null,0,0,0,0,0,0]
[null,433,19,1,{"$f":"Daten!L462","v":0},{"$f":"Daten!M462","v":0},null,null,0,0,0,0,0,0]
[null,434,19,1,{"$f":"Daten!L463","v":0},{"$f":"Daten!M463","v":0},null,null,0,0,0,0,0,0]
[null,435,19,1,{"$f":"Daten!L464","v":0},{"$f":"Daten!M464","v":0},null,null,0,0,0,0,0,0]
[null,436,19,1,{"$f":"Daten!L465","v":0},{"$f":"Daten!M465","v":0},null,null,0,0,0,0,0,0]
[null,437,19,1,{"$f":"Daten!L466","v":0},{"$f":"Daten!M466","v":0},null,null,0,0,0,0,0,0]
[null,438,19,1,{"$f":"Daten!L467","v":0},{"$f":"Daten!M467","v":0},null,null,0,0,0,0,0,0]
[null,439,19,1,{"$f":"Daten!L468","v":0},{"$f":"Daten!M468","v":0},null,null,0,0,0,0,0,0]
[null,440,19,1,{"$f":"Daten!L469","v":0},{"$f":"Daten!M469","v":0},null,null,0,0,0,0,0,0]
[null,441,19,1,{"$f":"Daten!L470","v":0},{"$f":"Daten!M470","v":0},null,null,0,0,0,0,0,0]
[null,442,19,1,{"$f":"Daten!L471","v":0},{"$f":"Daten!M471","v":0},null,null,0,0,0,0,0,0]
[null,443,19,1,{"$f":"Daten!L472","v":0},{"$f":"Daten!M472","v":0},null,null,0,0,0,0,0,0]
[null,444,19,1,{"$f":"Daten!L473","v":0},{"$f":"Daten!M473","v":0},null,null,0,0,0,0,0,0]
[null,445,19,1,{"$f":"Daten!L474","v":0},{"$f":"Daten!M474","v":0},null,null,0,0,0,0,0,0]
[null,446,19,1,{"$f":"Daten!L475","v":0},{"$f":"Daten!M475","v":0},null,null,0,0,0,0,0,0]
[null,447,19,1,{"$f":"Daten!L476","v":0},{"$f":"Daten!M476","v":0},null,null,0,0,0,0,0,0]
[null,448,19,1,{"$f":"Daten!L477","v":0},{"$f":"Daten!M477","v":0},null,null,0,0,0,0,0,0]
[null,449,19,1,{"$f":"Daten!L478","v":0},{"$f":"Daten!M478","v":0},null,null,0,0,0,0,0,{"$f":"IF(L465>0,I465+L465*Wirkungsgrad,I465+L465)","v":0}]
[null,450,{"$f":"CEILING(B466/24,1)","v":19},{"$f":"MONTH(C466)","v":1},{"$f":"Daten!L479","v":0},{"$f":"Daten!M479","v":0},null,null,0,{"$f":"MIN(E466,F466+I466)","v":0},{"$f":"E466-J466","v":0},{"$f":"MIN((F466-J466),0-I466)","v":0},{"$f":"F466-(J466+L466)","v":0},0]
[null,451,19,1,{"$f":"Daten!L480","v":0},{"$f":"Daten!M480","v":0},null,null,{"$f":"N466","v":0},0,0,0,0,0]
[null,452,19,1,{"$f":"Daten!L481","v":0},{"$f":"Daten!M481","v":0},null,null,0,0,0,0,0,0]
[null,453,19,1,{"$f":"Daten!L482","v":0},{"$f":"Daten!M482","v":0},null,null,0,0,0,0,0,0]
[null,454,19,1,{"$f":"Daten!L483","v":0},{"$f":"Daten!M483","v":0},null,null,0,0,0,0,0,0]
[null,455,19,1,{"$f":"Daten!L484","v":0},{"$f":"Daten!M484","v":0},null,null,0,0,0,0,0,0]
[null,456,19,1,{"$f":"Daten!L485","v":0},{"$f":"Daten!M485","v":0},null,null,0,0,0,0,0,0]
[null,457,20,1,{"$f":"Daten!L486","v":0},{"$f":"Daten!M486","v":0},null,null,0,0,0,0,0,0]
[null,458,20,1,{"$f":"Daten!L487","v":0},{"$f":"Daten!M487","v":0},null,null,0,0,0,0,0,0]
[null,459,20,1,{"$f":"Daten!L488","v":0},{"$f":"Daten!M488","v":0},null,null,0,0,0,0,0,0]
[null,460,20,1,{"$f":"Daten!L489","v":0},{"$f":"Daten!M489","v":0},null,null,0,0,0,0,0,0]
[null,461,20,1,{"$f":"Daten!L490","v":0},{"$f":"Daten!M490","v":0},null,null,0,0,0,0,0,0]
[null,462,20,1,{"$f":"Daten!L491","v":0},{"$f":"Daten!M491","v":0},null,null,0,0,0,0,0,0]
[null,463,20,1,{"$f":"Daten!L492","v":0},{"$f":"Daten!M492","v":0},null,null,0,0,0,0,0,0]
[null,464,20,1,{"$f":"Daten!L493","v":0},{"$f":"Daten!M493","v":0},null,null,0,0,0,0,0,0]
[null,465,20,1,{"$f":"Daten!L494","v":0},{"$f":"Daten!M494","v":0},null,null,0,0,0,0,0,0]
[null,466,20,1,{"$f":"Daten!L495","v":0},{"$f":"Daten!M495","v":0},null,null,0,0,0,0,0,0]
[null,467,20,1,{"$f":"Daten!L496","v":0},{"$f":"Daten!M496","v":0},null,null,0,0,0,0,0,0]
[null,468,20,1,{"$f":"Daten!L497","v":0},{"$f":"Daten!M497","v":0},null,null,0,0,0,0,0,0]
[null,469,20,1,{"$f":"Daten!L498","v":0},{"$f":"Daten!M498","v":0},null,null,0,0,0,0,0,0]
[null,470,20,1,{"$f":"Daten!L499","v":0},{"$f":"Daten!M499","v":0},null,null,0,0,0,0,0,0]
[null,471,20,1,{"$f":"Daten!L500","v":0},{"$f":"Daten!M500","v":0},null,null,0,0,0,0,0,0]
[null,472,20,1,{"$f":"Daten!L501","v":0},{"$f":"Daten!M501","v":0},null,null,0,0,0,0,0,0]
[null,473,20,1,{"$f":"Daten!L502","v":0},{"$f":"Daten!M502","v":0},null,null,0,0,0,0,0,0]
[null,474,20,1,{"$f":"Daten!L503","v":0},{"$f":"Daten!M503","v":0},null,null,0,0,0,0,0,0]
[null,475,20,1,{"$f":"Daten!L504","v":0},{"$f":"Daten!M504","v":0},null,null,0,0,0,0,0,0]
[null,476,20,1,{"$f":"Daten!L505","v":0},{"$f":"Daten!M505","v":0},null,null,0,0,0,0,0,0]
[null,477,20,1,{"$f":"Daten!L506","v":0},{"$f":"Daten!M506","v":0},null,null,0,0,0,0,0,0]
[null,478,20,1,{"$f":"Daten!L507","v":0},{"$f":"Daten!M507","v":0},null,null,0,0,0,0,0,0]
[null,479,20,1,{"$f":"Daten!L508","v":0},{"$f":"Daten!M508","v":0},null,null,0,0,0,0,0,0]
[null,480,20,1,{"$f":"Daten!L509","v":0},{"$f":"Daten!M509","v":0},null,null,0,0,0,0,0,0]
[null,481,21,1,{"$f":"Daten!L510","v":0},{"$f":"Daten!M510","v":0},null,null,0,0,0,0,0,0]
[null,482,21,1,{"$f":"Daten!L511","v":0},{"$f":"Daten!M511","v":0},null,null,0,0,0,0,0,0]
[null,483,21,1,{"$f":"Daten!L512","v":0},{"$f":"Daten!M512","v":0},null,null,0,0,0,0,0,0]
[null,484,21,1,{"$f":"Daten!L513","v":0},{"$f":"Daten!M513","v":0},null,null,0,0,0,0,0,0]
[null,485,21,1,{"$f":"Daten!L514","v":0},{"$f":"Daten!M514","v":0},null,null,0,0,0,0,0,0]
[null,486,21,1,{"$f":"Daten!L515","v":0},{"$f":"Daten!M515","v":0},null,null,0,0,0,0,0,0]
[null,487,21,1,{"$f":"Daten!L516","v":0},{"$f":"Daten!M516","v":0},null,null,0,0,0,0,0,0]
[null,488,21,1,{"$f":"Daten!L517","v":0},{"$f":"Daten!M517","v":0},null,null,0,0,0,0,0,0]
[null,489,21,1,{"$f":"Daten!L518","v":0},{"$f":"Daten!M518","v":0},null,null,0,0,0,0,0,0]
[null,490,21,1,{"$f":"Daten!L519","v":0},{"$f":"Daten!M519","v":0},null,null,0,0,0,0,0,0]
[null,491,21,1,{"$f":"Daten!L520","v":0},{"$f":"Daten!M520","v":0},null,null,0,0,0,0,0,0]
[null,492,21,1,{"$f":"Daten!L521","v":0},{"$f":"Daten!M521","v":0},null,null,0,0,0,0,0,0]
[null,493,21,1,{"$f":"Daten!L522","v":0},{"$f":"Daten!M522","v":0},null,null,0,0,0,0,0,0]
[null,494,21,1,{"$f":"Daten!L523","v":0},{"$f":"Daten!M523","v":0},null,null,0,0,0,0,0,0]
[null,495,21,1,{"$f":"Daten!L524","v":0},{"$f":"Daten!M524","v":0},null,null,0,0,0,0,0,0]
[null,496,21,1,{"$f":"Daten!L525","v":0},{"$f":"Daten!M525","v":0},null,null,0,0,0,0,0,0]
[null,497,21,1,{"$f":"Daten!L526","v":0},{"$f":"Daten!M526","v":0},null,null,0,0,0,0,0,0]
[null,498,21,1,{"$f":"Daten!L527","v":0},{"$f":"Daten!M527","v":0},null,null,0,0,0,0,0,0]
[null,499,21,1,{"$f":"Daten!L528","v":0},{"$f":"Daten!M528","v":0},null,null,0,0,0,0,0,0]
[null,500,21,1,{"$f":"Daten!L529","v":0},{"$f":"Daten!M529","v":0},null,null,0,0,0,0,0,0]
[null,501,21,1,{"$f":"Daten!L530","v":0},{"$f":"Daten!M530","v":0},null,null,0,0,0,0,0,0]
[null,502,21,1,{"$f":"Daten!L531","v":0},{"$f":"Daten!M531","v":0},null,null,0,0,0,0,0,0]
[null,503,21,1,{"$f":"Daten!L532","v":0},{"$f":"Daten!M532","v":0},null,null,0,0,0,0,0,0]
[null,504,21,1,{"$f":"Daten!L533","v":0},{"$f":"Daten!M533","v":0},null,null,0,0,0,0,0,0]
[null,505,22,1,{"$f":"Daten!L534","v":0},{"$f":"Daten!M534","v":0},null,null,0,0,0,0,0,0]
[null,506,22,1,{"$f":"Daten!L535","v":0},{"$f":"Daten!M535","v":0},null,null,0,0,0,0,0,0]
[null,507,22,1,{"$f":"Daten!L536","v":0},{"$f":"Daten!M536","v":0},null,null,0,0,0,0,0,0]
[null,508,22,1,{"$f":"Daten!L537","v":0},{"$f":"Daten!M537","v":0},null,null,0,0,0,0,0,0]
[null,509,22,1,{"$f":"Daten!L538","v":0},{"$f":"Daten!M538","v":0},null,null,0,0,0,0,0,0]
[null,510,22,1,{"$f":"Daten!L539","v":0},{"$f":"Daten!M539","v":0},null,null,0,0,0,0,0,0]
[null,511,22,1,{"$f":"Daten!L540","v":0},{"$f":"Daten!M540","v":0},null,null,0,0,0,0,0,0]
[null,512,22,1,{"$f":"Daten!L541","v":0},{"$f":"Daten!M541","v":0},null,null,0,0,0,0,0,0]
[null,513,22,1,{"$f":"Daten!L542","v":0},{"$f":"Daten!M542","v":0},null,null,0,0,0,0,0,{"$f":"IF(L529>0,I529+L529*Wirkungsgrad,I529+L529)","v":0}]
[null,514,{"$f":"CEILING(B530/24,1)","v":22},{"$f":"MONTH(C530)","v":1},{"$f":"Daten!L543","v":0},{"$f":"Daten!M543","v":0},null,null,0,{"$f":"MIN(E530,F530+I530)","v":0},{"$f":"E530-J530","v":0},{"$f":"MIN((F530-J530),0-I530)","v":0},{"$f":"F530-(J530+L530)","v":0},0]
[null,515,22,1,{"$f":"Daten!L544","v":0},{"$f":"Daten!M544","v":0},null,null,{"$f":"N530","v":0},0,0,0,0,0]
[null,516,22,1,{"$f":"Daten!L545","v":0},{"$f":"Daten!M545","v":0},null,null,0,0,0,0,0,0]
[null,517,22,1,{"$f":"Daten!L546","v":0},{"$f":"Daten!M546","v":0},null,null,0,0,0,0,0,0]
[null,518,22,1,{"$f":"Daten!L547","v":0},{"$f":"Daten!M547","v":0},null,null,0,0,0,0,0,0]
[null,519,22,1,{"$f":"Daten!L548","v":0},{"$f":"Daten!M548","v":0},null,null,0,0,0,0,0,0]
[null,520,22,1,{"$f":"Daten!L549","v":0},{"$f":"Daten!M549","v":0},null,null,0,0,0,0,0,0]
[null,521,22,1,{"$f":"Daten!L550","v":0},{"$f":"Daten!M550","v":0},null,null,0,0,0,0,0,0]
[null,522,22,1,{"$f":"Daten!L551","v":0},{"$f":"Daten!M551","v":0},null,null,0,0,0,0,0,0]
[null,523,22,1,{"$f":"Daten!L552","v":0},{"$f":"Daten!M552","v":0},null,null,0,0,0,0,0,0]
[null,524,22,1,{"$f":"Daten!L553","v":0},{"$f":"Daten!M553","v":0},null,null,0,0,0,0,0,0]
[null,525,22,1,{"$f":"Daten!L554","v":0},{"$f":"Daten!M554","v":0},null,null,0,0,0,0,0,0]
[null,526,22,1,{"$f":"Daten!L555","v":0},{"$f":"Daten!M555","v":0},null,null,0,0,0,0,0,0]
[null,527,22,1,{"$f":"Daten!L556","v":0},{"$f":"Daten!M556","v":0},null,null,0,0,0,0,0,0]
[null,528,22,1,{"$f":"Daten!L557","v":0},{"$f":"Daten!M557","v":0},null,null,0,0,0,0,0,0]
[null,529,23,1,{"$f":"Daten!L558","v":0},{"$f":"Daten!M558","v":0},null,null,0,0,0,0,0,0]
[null,530,23,1,{"$f":"Daten!L559","v":0},{"$f":"Daten!M559","v":0},null,null,0,0,0,0,0,0]
[null,531,23,1,{"$f":"Daten!L560","v":0},{"$f":"Daten!M560","v":0},null,null,0,0,0,0,0,0]
[null,532,23,1,{"$f":"Daten!L561","v":0},{"$f":"Daten!M561","v":0},null,null,0,0,0,0,0,0]
[null,533,23,1,{"$f":"Daten!L562","v":0},{"$f":"Daten!M562","v":0},null,null,0,0,0,0,0,0]
[null,534,23,1,{"$f":"Daten!L563","v":0},{"$f":"Daten!M563","v":0},null,null,0,0,0,0,0,0]
[null,535,23,1,{"$f":"Daten!L564","v":0},{"$f":"Daten!M564","v":0},null,null,0,0,0,0,0,0]
[null,536,23,1,{"$f":"Daten!L565","v":0},{"$f":"Daten!M565","v":0},null,null,0,0,0,0,0,0]
[null,537,23,1,{"$f":"Daten!L566","v":0},{"$f":"Daten!M566","v":0},null,null,0,0,0,0,0,0]
[null,538,23,1,{"$f":"Daten!L567","v":0},{"$f":"Daten!M567","v":0},null,null,0,0,0,0,0,0]
[null,539,23,1,{"$f":"Daten!L568","v":0},{"$f":"Daten!M568","v":0},null,null,0,0,0,0,0,0]
[null,540,23,1,{"$f":"Daten!L569","v":0},{"$f":"Daten!M569","v":0},null,null,0,0,0,0,0,0]
[null,541,23,1,{"$f":"Daten!L570","v":0},{"$f":"Daten!M570","v":0},null,null,0,0,0,0,0,0]
[null,542,23,1,{"$f":"Daten!L571","v":0},{"$f":"Daten!M571","v":0},null,null,0,0,0,0,0,0]
[null,543,23,1,{"$f":"Daten!L572","v":0},{"$f":"Daten!M572","v":0},null,null,0,0,0,0,0,0]
[null,544,23,1,{"$f":"Daten!L573","v":0},{"$f":"Daten!M573","v":0},null,null,0,0,0,0,0,0]
[null,545,23,1,{"$f":"Daten!L574","v":0},{"$f":"Daten!M574","v":0},null,null,0,0,0,0,0,0]
[null,546,23,1,{"$f":"Daten!L575","v":0},{"$f":"Daten!M575","v":0},null,null,0,0,0,0,0,0]
[null,547,23,1,{"$f":"Daten!L576","v":0},{"$f":"Daten!M576","v":0},null,null,0,0,0,0,0,0]
[null,548,23,1,{"$f":"Daten!L577","v":0},{"$f":"Daten!M577","v":0},null,null,0,0,0,0,0,0]
[null,549,23,1,{"$f":"Daten!L578","v":0},{"$f":"Daten!M578","v":0},null,null,0,0,0,0,0,0]
[null,550,23,1,{"$f":"Daten!L579","v":0},{"$f":"Daten!M579","v":0},null,null,0,0,0,0,0,0]
[null,551,23,1,{"$f":"Daten!L580","v":0},{"$f":"Daten!M580","v":0},null,null,0,0,0,0,0,0]
[null,552,23,1,{"$f":"Daten!L581","v":0},{"$f":"Daten!M581","v":0},null,null,0,0,0,0,0,0]
[null,553,24,1,{"$f":"Daten!L582","v":0},{"$f":"Daten!M582","v":0},null,null,0,0,0,0,0,0]
[null,554,24,1,{"$f":"Daten!L583","v":0},{"$f":"Daten!M583","v":0},null,null,0,0,0,0,0,0]
[null,555,24,1,{"$f":"Daten!L584","v":0},{"$f":"Daten!M584","v":0},null,null,0,0,0,0,0,0]
[null,556,24,1,{"$f":"Daten!L585","v":0},{"$f":"Daten!M585","v":0},null,null,0,0,0,0,0,0]
[null,557,24,1,{"$f":"Daten!L586","v":0},{"$f":"Daten!M586","v":0},null,null,0,0,0,0,0,0]
[null,558,24,1,{"$f":"Daten!L587","v":0},{"$f":"Daten!M587","v":0},null,null,0,0,0,0,0,0]
[null,559,24,1,{"$f":"Daten!L588","v":0},{"$f":"Daten!M588","v":0},null,null,0,0,0,0,0,0]
[null,560,24,1,{"$f":"Daten!L589","v":0},{"$f":"Daten!M589","v":0},null,null,0,0,0,0,0,0]
[null,561,24,1,{"$f":"Daten!L590","v":0},{"$f":"Daten!M590","v":0},null,null,0,0,0,0,0,0]
[null,562,24,1,{"$f":"Daten!L591","v":0},{"$f":"Daten!M591","v":0},null,null,0,0,0,0,0,0]
[null,563,24,1,{"$f":"Daten!L592","v":0},{"$f":"Daten!M592","v":0},null,null,0,0,0,0,0,0]
[null,564,24,1,{"$f":"Daten!L593","v":0},{"$f":"Daten!M593","v":0},null,null,0,0,0,0,0,0]
[null,565,24,1,{"$f":"Daten!L594","v":0},{"$f":"Daten!M594","v":0},null,null,0,0,0,0,0,0]
[null,566,24,1,{"$f":"Daten!L595","v":0},{"$f":"Daten!M595","v":0},null,null,0,0,0,0,0,0]
[null,567,24,1,{"$f":"Daten!L596","v":0},{"$f":"Daten!M596","v":0},null,null,0,0,0,0,0,0]
[null,568,24,1,{"$f":"Daten!L597","v":0},{"$f":"Daten!M597","v":0},null,null,0,0,0,0,0,0]
[null,569,24,1,{"$f":"Daten!L598","v":0},{"$f":"Daten!M598","v":0},null,null,0,0,0,0,0,0]
[null,570,24,1,{"$f":"Daten!L599","v":0},{"$f":"Daten!M599","v":0},null,null,0,0,0,0,0,0]
[null,571,24,1,{"$f":"Daten!L600","v":0},{"$f":"Daten!M600","v":0},null,null,0,0,0,0,0,0]
[null,572,24,1,{"$f":"Daten!L601","v":0},{"$f":"Daten!M601","v":0},null,null,0,0,0,0,0,0]
[null,573,24,1,{"$f":"Daten!L602","v":0},{"$f":"Daten!M602","v":0},null,null,0,0,0,0,0,0]
[null,574,24,1,{"$f":"Daten!L603","v":0},{"$f":"Daten!M603","v":0},null,null,0,0,0,0,0,0]
[null,575,24,1,{"$f":"Daten!L604","v":0},{"$f":"Daten!M604","v":0},null,null,0,0,0,0,0,0]
[null,576,24,1,{"$f":"Daten!L605","v":0},{"$f":"Daten!M605","v":0},null,null,0,0,0,0,0,0]
[null,577,25,1,{"$f":"Daten!L606","v":0},{"$f":"Daten!M606","v":0},null,null,0,0,0,0,0,{"$f":"IF(L593>0,I593+L593*Wirkungsgrad,I593+L593)","v":0}]
[null,578,{"$f":"CEILING(B594/24,1)","v":25},{"$f":"MONTH(C594)","v":1},{"$f":"Daten!L607","v":0},{"$f":"Daten!M607","v":0},null,null,0,{"$f":"MIN(E594,F594+I594)","v":0},{"$f":"E594-J594","v":0},{"$f":"MIN((F594-J594),0-I594)","v":0},{"$f":"F594-(J594+L594)","v":0},0]
[null,579,25,1,{"$f":"Daten!L608","v":0},{"$f":"Daten!M608","v":0},null,null,{"$f":"N594","v":0},0,0,0,0,0]
[null,580,25,1,{"$f":"Daten!L609","v":0},{"$f":"Daten!M609","v":0},null,null,0,0,0,0,0,0]
[null,581,25,1,{"$f":"Daten!L610","v":0},{"$f":"Daten!M610","v":0},null,null,0,0,0,0,0,0]
[null,582,25,1,{"$f":"Daten!L611","v":0},{"$f":"Daten!M611","v":0},null,null,0,0,0,0,0,0]
[null,583,25,1,{"$f":"Daten!L612","v":0},{"$f":"Daten!M612","v":0},null,null,0,0,0,0,0,0]
[null,584,25,1,{"$f":"Daten!L613","v":0},{"$f":"Daten!M613","v":0},null,null,0,0,0,0,0,0]
[null,585,25,1,{"$f":"Daten!L614","v":0},{"$f":"Daten!M614","v":0},null,null,0,0,0,0,0,0]
[null,586,25,1,{"$f":"Daten!L615","v":0},{"$f":"Daten!M615","v":0},null,null,0,0,0,0,0,0]
[null,587,25,1,{"$f":"Daten!L616","v":0},{"$f":"Daten!M616","v":0},null,null,0,0,0,0,0,0]
[null,588,25,1,{"$f":"Daten!L617","v":0},{"$f":"Daten!M617","v":0},null,null,0,0,0,0,0,0]
[null,589,25,1,{"$f":"Daten!L618","v":0},{"$f":"Daten!M618","v":0},null,null,0,0,0,0,0,0]
[null,590,25,1,{"$f":"Daten!L619","v":0},{"$f":"Daten!M619","v":0},null,null,0,0,0,0,0,0]
[null,591,25,1,{"$f":"Daten!L620","v":0},{"$f":"Daten!M620","v":0},null,null,0,0,0,0,0,0]
[null,592,25,1,{"$f":"Daten!L621","v":0},{"$f":"Daten!M621","v":0},null,null,0,0,0,0,0,0]
[null,593,25,1,{"$f":"Daten!L622","v":0},{"$f":"Daten!M622","v":0},null,null,0,0,0,0,0,0]
[null,594,25,1,{"$f":"Daten!L623","v":0},{"$f":"Daten!M623","v":0},null,null,0,0,0,0,0,0]
[null,595,25,1,{"$f":"Daten!L624","v":0},{"$f":"Daten!M624","v":0},null,null,0,0,0,0,0,0]
[null,596,25,1,{"$f":"Daten!L625","v":0},{"$f":"Daten!M625","v":0},null,null,0,0,0,0,0,0]
[null,597,25,1,{"$f":"Daten!L626","v":0},{"$f":"Daten!M626","v":0},null,null,0,0,0,0,0,0]
[null,598,25,1,{"$f":"Daten!L627","v":0},{"$f":"Daten!M627","v":0},null,null,0,0,0,0,0,0]
[null,599,25,1,{"$f":"Daten!L628","v":0},{"$f":"Daten!M628","v":0},null,null,0,0,0,0,0,0]
[null,600,25,1,{"$f":"Daten!L629","v":0},{"$f":"Daten!M629","v":0},null,null,0,0,0,0,0,0]
[null,601,26,1,{"$f":"Daten!L630","v":0},{"$f":"Daten!M630","v":0},null,null,0,0,0,0,0,0]
[null,602,26,1,{"$f":"Daten!L631","v":0},{"$f":"Daten!M631","v":0},null,null,0,0,0,0,0,0]
[null,603,26,1,{"$f":"Daten!L632","v":0},{"$f":"Daten!M632","v":0},null,null,0,0,0,0,0,0]
[null,604,26,1,{"$f":"Daten!L633","v":0},{"$f":"Daten!M633","v":0},null,null,0,0,0,0,0,0]
[null,605,26,1,{"$f":"Daten!L634","v":0},{"$f":"Daten!M634","v":0},null,null,0,0,0,0,0,0]
[null,606,26,1,{"$f":"Daten!L635","v":0},{"$f":"Daten!M635","v":0},null,null,0,0,0,0,0,0]
[null,607,26,1,{"$f":"Daten!L636","v":0},{"$f":"Daten!M636","v":0},null,null,0,0,0,0,0,0]
[null,608,26,1,{"$f":"Daten!L637","v":0},{"$f":"Daten!M637","v":0},null,null,0,0,0,0,0,0]
[null,609,26,1,{"$f":"Daten!L638","v":0},{"$f":"Daten!M638","v":0},null,null,0,0,0,0,0,0]
[null,610,26,1,{"$f":"Daten!L639","v":0},{"$f":"Daten!M639","v":0},null,null,0,0,0,0,0,0]
[null,611,26,1,{"$f":"Daten!L640","v":0},{"$f":"Daten!M640","v":0},null,null,0,0,0,0,0,0]
[null,612,26,1,{"$f":"Daten!L641","v":0},{"$f":"Daten!M641","v":0},null,null,0,0,0,0,0,0]
[null,613,26,1,{"$f":"Daten!L642","v":0},{"$f":"Daten!M642","v":0},null,null,0,0,0,0,0,0]
[null,614,26,1,{"$f":"Daten!L643","v":0},{"$f":"Daten!M643","v":0},null,null,0,0,0,0,0,0]
[null,615,26,1,{"$f":"Daten!L644","v":0},{"$f":"Daten!M644","v":0},null,null,0,0,0,0,0,0]
[null,616,26,1,{"$f":"Daten!L645","v":0},{"$f":"Daten!M645","v":0},null,null,0,0,0,0,0,0]
[null,617,26,1,{"$f":"Daten!L646","v":0},{"$f":"Daten!M646","v":0},null,null,0,0,0,0,0,0]
[null,618,26,1,{"$f":"Daten!L647","v":0},{"$f":"Daten!M647","v":0},null,null,0,0,0,0,0,0]
[null,619,26,1,{"$f":"Daten!L648","v":0},{"$f":"Daten!M648","v":0},null,null,0,0,0,0,0,0]
[null,620,26,1,{"$f":"Daten!L649","v":0},{"$f":"Daten!M649","v":0},null,null,0,0,0,0,0,0]
[null,621,26,1,{"$f":"Daten!L650","v":0},{"$f":"Daten!M650","v":0},null,null,0,0,0,0,0,0]
[null,622,26,1,{"$f":"Daten!L651","v":0},{"$f":"Daten!M651","v":0},null,null,0,0,0,0,0,0]
[null,623,26,1,{"$f":"Daten!L652","v":0},{"$f":"Daten!M652","v":0},null,null,0,0,0,0,0,0]
[null,624,26,1,{"$f":"Daten!L653","v":0},{"$f":"Daten!M653","v":0},null,null,0,0,0,0,0,0]
[null,625,27,1,{"$f":"Daten!L654","v":0},{"$f":"Daten!M654","v":0},null,null,0,0,0,0,0,0]
[null,626,27,1,{"$f":"Daten!L655","v":0},{"$f":"Daten!M655","v":0},null,null,0,0,0,0,0,0]
[null,627,27,1,{"$f":"Daten!L656","v":0},{"$f":"Daten!M656","v":0},null,null,0,0,0,0,0,0]
[null,628,27,1,{"$f":"Daten!L657","v":0},{"$f":"Daten!M657","v":0},null,null,0,0,0,0,0,0]
[null,629,27,1,{"$f":"Daten!L658","v":0},{"$f":"Daten!M658","v":0},null,null,0,0,0,0,0,0]
[null,630,27,1,{"$f":"Daten!L659","v":0},{"$f":"Daten!M659","v":0},null,null,0,0,0,0,0,0]
[null,631,27,1,{"$f":"Daten!L660","v":0},{"$f":"Daten!M660","v":0},null,null,0,0,0,0,0,0]
[null,632,27,1,{"$f":"Daten!L661","v":0},{"$f":"Daten!M661","v":0},null,null,0,0,0,0,0,0]
[null,633,27,1,{"$f":"Daten!L662","v":0},{"$f":"Daten!M662","v":0},null,null,0,0,0,0,0,0]
[null,634,27,1,{"$f":"Daten!L663","v":0},{"$f":"Daten!M663","v":0},null,null,0,0,0,0,0,0]
[null,635,27,1,{"$f":"Daten!L664","v":0},{"$f":"Daten!M664","v":0},null,null,0,0,0,0,0,0]
[null,636,27,1,{"$f":"Daten!L665","v":0},{"$f":"Daten!M665","v":0},null,null,0,0,0,0,0,0]
[null,637,27,1,{"$f":"Daten!L666","v":0},{"$f":"Daten!M666","v":0},null,null,0,0,0,0,0,0]
[null,638,27,1,{"$f":"Daten!L667","v":0},{"$f":"Daten!M667","v":0},null,null,0,0,0,0,0,0]
[null,639,27,1,{"$f":"Daten!L668","v":0},{"$f":"Daten!M668","v":0},null,null,0,0,0,0,0,0]
[null,640,27,1,{"$f":"Daten!L669","v":0},{"$f":"Daten!M669","v":0},null,null,0,0,0,0,0,0]
[null,641,27,1,{"$f":"Daten!L670","v":0},{"$f":"Daten!M670","v":0},null,null,0,0,0,0,0,{"$f":"IF(L657>0,I657+L657*Wirkungsgrad,I657+L657)","v":0}]
[null,642,{"$f":"CEILING(B658/24,1)","v":27},{"$f":"MONTH(C658)","v":1},{"$f":"Daten!L671","v":0},{"$f":"Daten!M671","v":0},null,null,0,{"$f":"MIN(E658,F658+I658)","v":0},{"$f":"E658-J658","v":0},{"$f":"MIN((F658-J658),0-I658)","v":0},{"$f":"F658-(J658+L658)","v":0},0]
[null,643,27,1,{"$f":"Daten!L672","v":0},{"$f":"Daten!M672","v":0},null,null,{"$f":"N658","v":0},0,0,0,0,0]
[null,644,27,1,{"$f":"Daten!L673","v":0},{"$f":"Daten!M673","v":0},null,null,0,0,0,0,0,0]
[null,645,27,1,{"$f":"Daten!L674","v":0},{"$f":"Daten!M674","v":0},null,null,0,0,0,0,0,0]
[null,646,27,1,{"$f":"Daten!L675","v":0},{"$f":"Daten!M675","v":0},null,null,0,0,0,0,0,0]
[null,647,27,1,{"$f":"Daten!L676","v":0},{"$f":"Daten!M676","v":0},null,null,0,0,0,0,0,0]
[null,648,27,1,{"$f":"Daten!L677","v":0},{"$f":"Daten!M677","v":0},null,null,0,0,0,0,0,0]
[null,649,28,1,{"$f":"Daten!L678","v":0},{"$f":"Daten!M678","v":0},null,null,0,0,0,0,0,0]
[null,650,28,1,{"$f":"Daten!L679","v":0},{"$f":"Daten!M679","v":0},null,null,0,0,0,0,0,0]
[null,651,28,1,{"$f":"Daten!L680","v":0},{"$f":"Daten!M680","v":0},null,null,0,0,0,0,0,0]
[null,652,28,1,{"$f":"Daten!L681","v":0},{"$f":"Daten!M681","v":0},null,null,0,0,0,0,0,0]
[null,653,28,1,{"$f":"Daten!L682","v":0},{"$f":"Daten!M682","v":0},null,null,0,0,0,0,0,0]
[null,654,28,1,{"$f":"Daten!L683","v":0},{"$f":"Daten!M683","v":0},null,null,0,0,0,0,0,0]
[null,655,28,1,{"$f":"Daten!L684","v":0},{"$f":"Daten!M684","v":0},null,null,0,0,0,0,0,0]
[null,656,28,1,{"$f":"Daten!L685","v":0},{"$f":"Daten!M685","v":0},null,null,0,0,0,0,0,0]
[null,657,28,1,{"$f":"Daten!L686","v":0},{"$f":"Daten!M686","v":0},null,null,0,0,0,0,0,0]
[null,658,28,1,{"$f":"Daten!L687","v":0},{"$f":"Daten!M687","v":0},null,null,0,0,0,0,0,0]
[null,659,28,1,{"$f":"Daten!L688","v":0},{"$f":"Daten!M688","v":0},null,null,0,0,0,0,0,0]
[null,660,28,1,{"$f":"Daten!L689","v":0},{"$f":"Daten!M689","v":0},null,null,0,0,0,0,0,0]
[null,661,28,1,{"$f":"Daten!L690","v":0},{"$f":"Daten!M690","v":0},null,null,0,0,0,0,0,0]
[null,662,28,1,{"$f":"Daten!L691","v":0},{"$f":"Daten!M691","v":0},null,null,0,0,0,0,0,0]
[null,663,28,1,{"$f":"Daten!L692","v":0},{"$f":"Daten!M692","v":0},null,null,0,0,0,0,0,0]
[null,664,28,1,{"$f":"Daten!L693","v":0},{"$f":"Daten!M693","v":0},null,null,0,0,0,0,0,0]
[null,665,28,1,{"$f":"Daten!L694","v":0},{"$f":"Daten!M694","v":0},null,null,0,0,0,0,0,0]
[null,666,28,1,{"$f":"Daten!L695","v":0},{"$f":"Daten!M695","v":0},null,null,0,0,0,0,0,0]
[null,667,28,1,{"$f":"Daten!L696","v":0},{"$f":"Daten!M696","v":0},null,null,0,0,0,0,0,0]
[null,668,28,1,{"$f":"Daten!L697","v":0},{"$f":"Daten!M697","v":0},null,null,0,0,0,0,0,0]
[null,669,28,1,{"$f":"Daten!L698","v":0},{"$f":"Daten!M698","v":0},null,null,0,0,0,0,0,0]
[null,670,28,1,{"$f":"Daten!L699","v":0},{"$f":"Daten!M699","v":0},null,null,0,0,0,0,0,0]
[null,671,28,1,{"$f":"Daten!L700","v":0},{"$f":"Daten!M700","v":0},null,null,0,0,0,0,0,0]
[null,672,28,1,{"$f":"Daten!L701","v":0},{"$f":"Daten!M701","v":0},null,null,0,0,0,0,0,0]
[null,673,29,1,{"$f":"Daten!L702","v":0},{"$f":"Daten!M702","v":0},null,null,0,0,0,0,0,0]
[null,674,29,1,{"$f":"Daten!L703","v":0},{"$f":"Daten!M703","v":0},null,null,0,0,0,0,0,0]
[null,675,29,1,{"$f":"Daten!L704","v":0},{"$f":"Daten!M704","v":0},null,null,0,0,0,0,0,0]
[null,676,29,1,{"$f":"Daten!L705","v":0},{"$f":"Daten!M705","v":0},null,null,0,0,0,0,0,0]
[null,677,29,1,{"$f":"Daten!L706","v":0},{"$f":"Daten!M706","v":0},null,null,0,0,0,0,0,0]
[null,678,29,1,{"$f":"Daten!L707","v":0},{"$f":"Daten!M707","v":0},null,null,0,0,0,0,0,0]
[null,679,29,1,{"$f":"Daten!L708","v":0},{"$f":"Daten!M708","v":0},null,null,0,0,0,0,0,0]
[null,680,29,1,{"$f":"Daten!L709","v":0},{"$f":"Daten!M709","v":0},null,null,0,0,0,0,0,0]
[null,681,29,1,{"$f":"Daten!L710","v":0},{"$f":"Daten!M710","v":0},null,null,0,0,0,0,0,0]
[null,682,29,1,{"$f":"Daten!L711","v":0},{"$f":"Daten!M711","v":0},null,null,0,0,0,0,0,0]
[null,683,29,1,{"$f":"Daten!L712","v":0},{"$f":"Daten!M712","v":0},null,null,0,0,0,0,0,0]
[null,684,29,1,{"$f":"Daten!L713","v":0},{"$f":"Daten!M713","v":0},null,null,0,0,0,0,0,0]
[null,685,29,1,{"$f":"Daten!L714","v":0},{"$f":"Daten!M714","v":0},null,null,0,0,0,0,0,0]
[null,686,29,1,{"$f":"Daten!L715","v":0},{"$f":"Daten!M715","v":0},null,null,0,0,0,0,0,0]
[null,687,29,1,{"$f":"Daten!L716","v":0},{"$f":"Daten!M716","v":0},null,null,0,0,0,0,0,0]
[null,688,29,1,{"$f":"Daten!L717","v":0},{"$f":"Daten!M717","v":0},null,null,0,0,0,0,0,0]
[null,689,29,1,{"$f":"Daten!L718","v":0},{"$f":"Daten!M718","v":0},null,null,0,0,0,0,0,0]
[null,690,29,1,{"$f":"Daten!L719","v":0},{"$f":"Daten!M719","v":0},null,null,0,0,0,0,0,0]
[null,691,29,1,{"$f":"Daten!L720","v":0},{"$f":"Daten!M720","v":0},null,null,0,0,0,0,0,0]
[null,692,29,1,{"$f":"Daten!L721","v":0},{"$f":"Daten!M721","v":0},null,null,0,0,0,0,0,0]
[null,693,29,1,{"$f":"Daten!L722","v":0},{"$f":"Daten!M722","v":0},null,null,0,0,0,0,0,0]
[null,694,29,1,{"$f":"Daten!L723","v":0},{"$f":"Daten!M723","v":0},null,null,0,0,0,0,0,0]
[null,695,29,1,{"$f":"Daten!L724","v":0},{"$f":"Daten!M724","v":0},null,null,0,0,0,0,0,0]
[null,696,29,1,{"$f":"Daten!L725","v":0},{"$f":"Daten!M725","v":0},null,null,0,0,0,0,0,0]
[null,697,30,1,{"$f":"Daten!L726","v":0},{"$f":"Daten!M726","v":0},null,null,0,0,0,0,0,0]
[null,698,30,1,{"$f":"Daten!L727","v":0},{"$f":"Daten!M727","v":0},null,null,0,0,0,0,0,0]
[null,699,30,1,{"$f":"Daten!L728","v":0},{"$f":"Daten!M728","v":0},null,null,0,0,0,0,0,0]
[null,700,30,1,{"$f":"Daten!L729","v":0},{"$f":"Daten!M729","v":0},null,null,0,0,0,0,0,0]
[null,701,30,1,{"$f":"Daten!L730","v":0},{"$f":"Daten!M730","v":0},null,null,0,0,0,0,0,0]
[null,702,30,1,{"$f":"Daten!L731","v":0},{"$f":"Daten!M731","v":0},null,null,0,0,0,0,0,0]
[null,703,30,1,{"$f":"Daten!L732","v":0},{"$f":"Daten!M732","v":0},null,null,0,0,0,0,0,0]
[null,704,30,1,{"$f":"Daten!L733","v":0},{"$f":"Daten!M733","v":0},null,null,0,0,0,0,0,0]
[null,705,30,1,{"$f":"Daten!L734","v":0},{"$f":"Daten!M734","v":0},null,null,0,0,0,0,0,{"$f":"IF(L721>0,I721+L721*Wirkungsgrad,I721+L721)","v":0}]
[null,706,{"$f":"CEILING(B722/24,1)","v":30},{"$f":"MONTH(C722)","v":1},{"$f":"Daten!L735","v":0},{"$f":"Daten!M735","v":0},null,null,0,{"$f":"MIN(E722,F722+I722)","v":0},{"$f":"E722-J722","v":0},{"$f":"MIN((F722-J722),0-I722)","v":0},{"$f":"F722-(J722+L722)","v":0},0]
[null,707,30,1,{"$f":"Daten!L736","v":0},{"$f":"Daten!M736","v":0},null,null,{"$f":"N722","v":0},0,0,0,0,0]
[null,708,30,1,{"$f":"Daten!L737","v":0},{"$f":"Daten!M737","v":0},null,null,0,0,0,0,0,0]
[null,709,30,1,{"$f":"Daten!L738","v":0},{"$f":"Daten!M738","v":0},null,null,0,0,0,0,0,0]
[null,710,30,1,{"$f":"Daten!L739","v":0},{"$f":"Daten!M739","v":0},null,null,0,0,0,0,0,0]
[null,711,30,1,{"$f":"Daten!L740","v":0},{"$f":"Daten!M740","v":0},null,null,0,0,0,0,0,0]
[null,712,30,1,{"$f":"Daten!L741","v":0},{"$f":"Daten!M741","v":0},null,null,0,0,0,0,0,0]
[null,713,30,1,{"$f":"Daten!L742","v":0},{"$f":"Daten!M742","v":0},null,null,0,0,0,0,0,0]
[null,714,30,1,{"$f":"Daten!L743","v":0},{"$f":"Daten!M743","v":0},null,null,0,0,0,0,0,0]
[null,715,30,1,{"$f":"Daten!L744","v":0},{"$f":"Daten!M744","v":0},null,null,0,0,0,0,0,0]
[null,716,30,1,{"$f":"Daten!L745","v":0},{"$f":"Daten!M745","v":0},null,null,0,0,0,0,0,0]
[null,717,30,1,{"$f":"Daten!L746","v":0},{"$f":"Daten!M746","v":0},null,null,0,0,0,0,0,0]
[null,718,30,1,{"$f":"Daten!L747","v":0},{"$f":"Daten!M747","v":0},null,null,0,0,0,0,0,0]
[null,719,30,1,{"$f":"Daten!L748","v":0},{"$f":"Daten!M748","v":0},null,null,0,0,0,0,0,0]
[null,720,30,1,{"$f":"Daten!L749","v":0},{"$f":"Daten!M749","v":0},null,null,0,0,0,0,0,0]
[null,721,31,1,{"$f":"Daten!L750","v":0},{"$f":"Daten!M750","v":0},null,null,0,0,0,0,0,0]
[null,722,31,1,{"$f":"Daten!L751","v":0},{"$f":"Daten!M751","v":0},null,null,0,0,0,0,0,0]
[null,723,31,1,{"$f":"Daten!L752","v":0},{"$f":"Daten!M752","v":0},null,null,0,0,0,0,0,0]
[null,724,31,1,{"$f":"Daten!L753","v":0},{"$f":"Daten!M753","v":0},null,null,0,0,0,0,0,0]
[null,725,31,1,{"$f":"Daten!L754","v":0},{"$f":"Daten!M754","v":0},null,null,0,0,0,0,0,0]
[null,726,31,1,{"$f":"Daten!L755","v":0},{"$f":"Daten!M755","v":0},null,null,0,0,0,0,0,0]
[null,727,31,1,{"$f":"Daten!L756","v":0},{"$f":"Daten!M756","v":0},null,null,0,0,0,0,0,0]
[null,728,31,1,{"$f":"Daten!L757","v":0},{"$f":"Daten!M757","v":0},null,null,0,0,0,0,0,0]
[null,729,31,1,{"$f":"Daten!L758","v":0},{"$f":"Daten!M758","v":0},null,null,0,0,0,0,0,0]
[null,730,31,1,{"$f":"Daten!L759","v":0},{"$f":"Daten!M759","v":0},null,null,0,0,0,0,0,0]
[null,731,31,1,{"$f":"Daten!L760","v":0},{"$f":"Daten!M760","v":0},null,null,0,0,0,0,0,0]
[null,732,31,1,{"$f":"Daten!L761","v":0},{"$f":"Daten!M761","v":0},null,null,0,0,0,0,0,0]
[null,733,31,1,{"$f":"Daten!L762","v":0},{"$f":"Daten!M762","v":0},null,null,0,0,0,0,0,0]
[null,734,31,1,{"$f":"Daten!L763","v":0},{"$f":"Daten!M763","v":0},null,null,0,0,0,0,0,0]
[null,735,31,1,{"$f":"Daten!L764","v":0},{"$f":"Daten!M764","v":0},null,null,0,0,0,0,0,0]
[null,736,31,1,{"$f":"Daten!L765","v":0},{"$f":"Daten!M765","v":0},null,null,0,0,0,0,0,0]
[null,737,31,1,{"$f":"Daten!L766","v":0},{"$f":"Daten!M766","v":0},null,null,0,0,0,0,0,0]
[null,738,31,1,{"$f":"Daten!L767","v":0},{"$f":"Daten!M767","v":0},null,null,0,0,0,0,0,0]
[null,739,31,1,{"$f":"Daten!L768","v":0},{"$f":"Daten!M768","v":0},null,null,0,0,0,0,0,0]
[null,740,31,1,{"$f":"Daten!L769","v":0},{"$f":"Daten!M769","v":0},null,null,0,0,0,0,0,0]
[null,741,31,1,{"$f":"Daten!L770","v":0},{"$f":"Daten!M770","v":0},null,null,0,0,0,0,0,0]
[null,742,31,1,{"$f":"Daten!L771","v":0},{"$f":"Daten!M771","v":0},null,null,0,0,0,0,0,0]
[null,743,31,1,{"$f":"Daten!L772","v":0},{"$f":"Daten!M772","v":0},null,null,0,0,0,0,0,0]
[null,744,31,1,{"$f":"Daten!L773","v":0},{"$f":"Daten!M773","v":0},null,null,0,0,0,0,0,0]
[null,745,32,2,{"$f":"Daten!L774","v":0},{"$f":"Daten!M774","v":0},null,null,0,0,0,0,0,0]
[null,746,32,2,{"$f":"Daten!L775","v":0},{"$f":"Daten!M775","v":0},null,null,0,0,0,0,0,0]
[null,747,32,2,{"$f":"Daten!L776","v":0},{"$f":"Daten!M776","v":0},null,null,0,0,0,0,0,0]
[null,748,32,2,{"$f":"Daten!L777","v":0},{"$f":"Daten!M777","v":0},null,null,0,0,0,0,0,0]
[null,749,32,2,{"$f":"Daten!L778","v":0},{"$f":"Daten!M778","v":0},null,null,0,0,0,0,0,0]
[null,750,32,2,{"$f":"Daten!L779","v":0},{"$f":"Daten!M779","v":0},null,null,0,0,0,0,0,0]
[null,751,32,2,{"$f":"Daten!L780","v":0},{"$f":"Daten!M780","v":0},null,null,0,0,0,0,0,0]
[null,752,32,2,{"$f":"Daten!L781","v":0},{"$f":"Daten!M781","v":0},null,null,0,0,0,0,0,0]
[null,753,32,2,{"$f":"Daten!L782","v":0},{"$f":"Daten!M782","v":0},null,null,0,0,0,0,0,0]
[null,754,32,2,{"$f":"Daten!L783","v":0},{"$f":"Daten!M783","v":0},null,null,0,0,0,0,0,0]
[null,755,32,2,{"$f":"Daten!L784","v":0},{"$f":"Daten!M784","v":0},null,null,0,0,0,0,0,0]
[null,756,32,2,{"$f":"Daten!L785","v":0},{"$f":"Daten!M785","v":0},null,null,0,0,0,0,0,0]
[null,757,32,2,{"$f":"Daten!L786","v":0},{"$f":"Daten!M786","v":0},null,null,0,0,0,0,0,0]
[null,758,32,2,{"$f":"Daten!L787","v":0},{"$f":"Daten!M787","v":0},null,null,0,0,0,0,0,0]
[null,759,32,2,{"$f":"Daten!L788","v":0},{"$f":"Daten!M788","v":0},null,null,0,0,0,0,0,0]
[null,760,32,2,{"$f":"Daten!L789","v":0},{"$f":"Daten!M789","v":0},null,null,0,0,0,0,0,0]
[null,761,32,2,{"$f":"Daten!L790","v":0},{"$f":"Daten!M790","v":0},null,null,0,0,0,0,0,0]
[null,762,32,2,{"$f":"Daten!L791","v":0},{"$f":"Daten!M791","v":0},null,null,0,0,0,0,0,0]
[null,763,32,2,{"$f":"Daten!L792","v":0},{"$f":"Daten!M792","v":0},null,null,0,0,0,0,0,0]
[null,764,32,2,{"$f":"Daten!L793","v":0},{"$f":"Daten!M793","v":0},null,null,0,0,0,0,0,0]
[null,765,32,2,{"$f":"Daten!L794","v":0},{"$f":"Daten!M794","v":0},null,null,0,0,0,0,0,0]
[null,766,32,2,{"$f":"Daten!L795","v":0},{"$f":"Daten!M795","v":0},null,null,0,0,0,0,0,0]
[null,767,32,2,{"$f":"Daten!L796","v":0},{"$f":"Daten!M796","v":0},null,null,0,0,0,0,0,0]
[null,768,32,2,{"$f":"Daten!L797","v":0},{"$f":"Daten!M797","v":0},null,null,0,0,0,0,0,0]
[null,769,33,2,{"$f":"Daten!L798","v":0},{"$f":"Daten!M798","v":0},null,null,0,0,0,0,0,{"$f":"IF(L785>0,I785+L785*Wirkungsgrad,I785+L785)","v":0}]
[null,770,{"$f":"CEILING(B786/24,1)","v":33},{"$f":"MONTH(C786)","v":2},{"$f":"Daten!L799","v":0},{"$f":"Daten!M799","v":0},null,null,0,{"$f":"MIN(E786,F786+I786)","v":0},{"$f":"E786-J786","v":0},{"$f":"MIN((F786-J786),0-I786)","v":0},{"$f":"F786-(J786+L786)","v":0},0]
[null,771,33,2,{"$f":"Daten!L800","v":0},{"$f":"Daten!M800","v":0},null,null,{"$f":"N786","v":0},0,0,0,0,0]
[null,772,33,2,{"$f":"Daten!L801","v":0},{"$f":"Daten!M801","v":0},null,null,0,0,0,0,0,0]
[null,773,33,2,{"$f":"Daten!L802","v":0},{"$f":"Daten!M802","v":0},null,null,0,0,0,0,0,0]
[null,774,33,2,{"$f":"Daten!L803","v":0},{"$f":"Daten!M803","v":0},null,null,0,0,0,0,0,0]
[null,775,33,2,{"$f":"Daten!L804","v":0},{"$f":"Daten!M804","v":0},null,null,0,0,0,0,0,0]
[null,776,33,2,{"$f":"Daten!L805","v":0},{"$f":"Daten!M805","v":0},null,null,0,0,0,0,0,0]
[null,777,33,2,{"$f":"Daten!L806","v":0},{"$f":"Daten!M806","v":0},null,null,0,0,0,0,0,0]
[null,778,33,2,{"$f":"Daten!L807","v":0},{"$f":"Daten!M807","v":0},null,null,0,0,0,0,0,0]
[null,779,33,2,{"$f":"Daten!L808","v":0},{"$f":"Daten!M808","v":0},null,null,0,0,0,0,0,0]
[null,780,33,2,{"$f":"Daten!L809","v":0},{"$f":"Daten!M809","v":0},null,null,0,0,0,0,0,0]
[null,781,33,2,{"$f":"Daten!L810","v":0},{"$f":"Daten!M810","v":0},null,null,0,0,0,0,0,0]
[null,782,33,2,{"$f":"Daten!L811","v":0},{"$f":"Daten!M811","v":0},null,null,0,0,0,0,0,0]
[null,783,33,2,{"$f":"Daten!L812","v":0},{"$f":"Daten!M812","v":0},null,null,0,0,0,0,0,0]
[null,784,33,2,{"$f":"Daten!L813","v":0},{"$f":"Daten!M813","v":0},null,null,0,0,0,0,0,0]
[null,785,33,2,{"$f":"Daten!L814","v":0},{"$f":"Daten!M814","v":0},null,null,0,0,0,0,0,0]
[null,786,33,2,{"$f":"Daten!L815","v":0},{"$f":"Daten!M815","v":0},null,null,0,0,0,0,0,0]
[null,787,33,2,{"$f":"Daten!L816","v":0},{"$f":"Daten!M816","v":0},null,null,0,0,0,0,0,0]
[null,788,33,2,{"$f":"Daten!L817","v":0},{"$f":"Daten!M817","v":0},null,null,0,0,0,0,0,0]
[null,789,33,2,{"$f":"Daten!L818","v":0},{"$f":"Daten!M818","v":0},null,null,0,0,0,0,0,0]
[null,790,33,2,{"$f":"Daten!L819","v":0},{"$f":"Daten!M819","v":0},null,null,0,0,0,0,0,0]
[null,791,33,2,{"$f":"Daten!L820","v":0},{"$f":"Daten!M820","v":0},null,null,0,0,0,0,0,0]
[null,792,33,2,{"$f":"Daten!L821","v":0},{"$f":"Daten!M821","v":0},null,null,0,0,0,0,0,0]
[null,793,34,2,{"$f":"Daten!L822","v":0},{"$f":"Daten!M822","v":0},null,null,0,0,0,0,0,0]
[null,794,34,2,{"$f":"Daten!L823","v":0},{"$f":"Daten!M823","v":0},null,null,0,0,0,0,0,0]
[null,795,34,2,{"$f":"Daten!L824","v":0},{"$f":"Daten!M824","v":0},null,null,0,0,0,0,0,0]
[null,796,34,2,{"$f":"Daten!L825","v":0},{"$f":"Daten!M825","v":0},null,null,0,0,0,0,0,0]
[null,797,34,2,{"$f":"Daten!L826","v":0},{"$f":"Daten!M826","v":0},null,null,0,0,0,0,0,0]
[null,798,34,2,{"$f":"Daten!L827","v":0},{"$f":"Daten!M827","v":0},null,null,0,0,0,0,0,0]
[null,799,34,2,{"$f":"Daten!L828","v":0},{"$f":"Daten!M828","v":0},null,null,0,0,0,0,0,0]
[null,800,34,2,{"$f":"Daten!L829","v":0},{"$f":"Daten!M829","v":0},null,null,0,0,0,0,0,0]
[null,801,34,2,{"$f":"Daten!L830","v":0},{"$f":"Daten!M830","v":0},null,null,0,0,0,0,0,0]
[null,802,34,2,{"$f":"Daten!L831","v":0},{"$f":"Daten!M831","v":0},null,null,0,0,0,0,0,0]
[null,803,34,2,{"$f":"Daten!L832","v":0},{"$f":"Daten!M832","v":0},null,null,0,0,0,0,0,0]
[null,804,34,2,{"$f":"Daten!L833","v":0},{"$f":"Daten!M833","v":0},null,null,0,0,0,0,0,0]
[null,805,34,2,{"$f":"Daten!L834","v":0},{"$f":"Daten!M834","v":0},null,null,0,0,0,0,0,0]
[null,806,34,2,{"$f":"Daten!L835","v":0},{"$f":"Daten!M835","v":0},null,null,0,0,0,0,0,0]
[null,807,34,2,{"$f":"Daten!L836","v":0},{"$f":"Daten!M836","v":0},null,null,0,0,0,0,0,0]
[null,808,34,2,{"$f":"Daten!L837","v":0},{"$f":"Daten!M837","v":0},null,null,0,0,0,0,0,0]
[null,809,34,2,{"$f":"Daten!L838","v":0},{"$f":"Daten!M838","v":0},null,null,0,0,0,0,0,0]
[null,810,34,2,{"$f":"Daten!L839","v":0},{"$f":"Daten!M839","v":0},null,null,0,0,0,0,0,0]
[null,811,34,2,{"$f":"Daten!L840","v":0},{"$f":"Daten!M840","v":0},null,null,0,0,0,0,0,0]
[null,812,34,2,{"$f":"Daten!L841","v":0},{"$f":"Daten!M841","v":0},null,null,0,0,0,0,0,0]
[null,813,34,2,{"$f":"Daten!L842","v":0},{"$f":"Daten!M842","v":0},null,null,0,0,0,0,0,0]
[null,814,34,2,{"$f":"Daten!L843","v":0},{"$f":"Daten!M843","v":0},null,null,0,0,0,0,0,0]
[null,815,34,2,{"$f":"Daten!L844","v":0},{"$f":"Daten!M844","v":0},null,null,0,0,0,0,0,0]
[null,816,34,2,{"$f":"Daten!L845","v":0},{"$f":"Daten!M845","v":0},null,null,0,0,0,0,0,0]
[null,817,35,2,{"$f":"Daten!L846","v":0},{"$f":"Daten!M846","v":0},null,null,0,0,0,0,0,0]
[null,818,35,2,{"$f":"Daten!L847","v":0},{"$f":"Daten!M847","v":0},null,null,0,0,0,0,0,0]
[null,819,35,2,{"$f":"Daten!L848","v":0},{"$f":"Daten!M848","v":0},null,null,0,0,0,0,0,0]
[null,820,35,2,{"$f":"Daten!L849","v":0},{"$f":"Daten!M849","v":0},null,null,0,0,0,0,0,0]
[null,821,35,2,{"$f":"Daten!L850","v":0},{"$f":"Daten!M850","v":0},null,null,0,0,0,0,0,0]
[null,822,35,2,{"$f":"Daten!L851","v":0},{"$f":"Daten!M851","v":0},null,null,0,0,0,0,0,0]
[null,823,35,2,{"$f":"Daten!L852","v":0},{"$f":"Daten!M852","v":0},null,null,0,0,0,0,0,0]
[null,824,35,2,{"$f":"Daten!L853","v":0},{"$f":"Daten!M853","v":0},null,null,0,0,0,0,0,0]
[null,825,35,2,{"$f":"Daten!L854","v":0},{"$f":"Daten!M854","v":0},null,null,0,0,0,0,0,0]
[null,826,35,2,{"$f":"Daten!L855","v":0},{"$f":"Daten!M855","v":0},null,null,0,0,0,0,0,0]
[null,827,35,2,{"$f":"Daten!L856","v":0},{"$f":"Daten!M856","v":0},null,null,0,0,0,0,0,0]
[null,828,35,2,{"$f":"Daten!L857","v":0},{"$f":"Daten!M857","v":0},null,null,0,0,0,0,0,0]
[null,829,35,2,{"$f":"Daten!L858","v":0},{"$f":"Daten!M858","v":0},null,null,0,0,0,0,0,0]
[null,830,35,2,{"$f":"Daten!L859","v":0},{"$f":"Daten!M859","v":0},null,null,0,0,0,0,0,0]
[null,831,35,2,{"$f":"Daten!L860","v":0},{"$f":"Daten!M860","v":0},null,null,0,0,0,0,0,0]
[null,832,35,2,{"$f":"Daten!L861","v":0},{"$f":"Daten!M861","v":0},null,null,0,0,0,0,0,0]
[null,833,35,2,{"$f":"Daten!L862","v":0},{"$f":"Daten!M862","v":0},null,null,0,0,0,0,0,{"$f":"IF(L849>0,I849+L849*Wirkungsgrad,I849+L849)","v":0}]
[null,834,{"$f":"CEILING(B850/24,1)","v":35},{"$f":"MONTH(C850)","v":2},{"$f":"Daten!L863","v":0},{"$f":"Daten!M863","v":0},null,null,0,{"$f":"MIN(E850,F850+I850)","v":0},{"$f":"E850-J850","v":0},{"$f":"MIN((F850-J850),0-I850)","v":0},{"$f":"F850-(J850+L850)","v":0},0]
[null,835,35,2,{"$f":"Daten!L864","v":0},{"$f":"Daten!M864","v":0},null,null,{"$f":"N850","v":0},0,0,0,0,0]
[null,836,35,2,{"$f":"Daten!L865","v":0},{"$f":"Daten!M865","v":0},null,null,0,0,0,0,0,0]
[null,837,35,2,{"$f":"Daten!L866","v":0},{"$f":"Daten!M866","v":0},null,null,0,0,0,0,0,0]
[null,838,35,2,{"$f":"Daten!L867","v":0},{"$f":"Daten!M867","v":0},null,null,0,0,0,0,0,0]
[null,839,35,2,{"$f":"Daten!L868","v":0},{"$f":"Daten!M868","v":0},null,null,0,0,0,0,0,0]
[null,840,35,2,{"$f":"Daten!L869","v":0},{"$f":"Daten!M869","v":0},null,null,0,0,0,0,0,0]
[null,841,36,2,{"$f":"Daten!L870","v":0},{"$f":"Daten!M870","v":0},null,null,0,0,0,0,0,0]
[null,842,36,2,{"$f":"Daten!L871","v":0},{"$f":"Daten!M871","v":0},null,null,0,0,0,0,0,0]
[null,843,36,2,{"$f":"Daten!L872","v":0},{"$f":"Daten!M872","v":0},null,null,0,0,0,0,0,0]
[null,844,36,2,{"$f":"Daten!L873","v":0},{"$f":"Daten!M873","v":0},null,null,0,0,0,0,0,0]
[null,845,36,2,{"$f":"Daten!L874","v":0},{"$f":"Daten!M874","v":0},null,null,0,0,0,0,0,0]
[null,846,36,2,{"$f":"Daten!L875","v":0},{"$f":"Daten!M875","v":0},null,null,0,0,0,0,0,0]
[null,847,36,2,{"$f":"Daten!L876","v":0},{"$f":"Daten!M876","v":0},null,null,0,0,0,0,0,0]
[null,848,36,2,{"$f":"Daten!L877","v":0},{"$f":"Daten!M877","v":0},null,null,0,0,0,0,0,0]
[null,849,36,2,{"$f":"Daten!L878","v":0},{"$f":"Daten!M878","v":0},null,null,0,0,0,0,0,0]
[null,850,36,2,{"$f":"Daten!L879","v":0},{"$f":"Daten!M879","v":0},null,null,0,0,0,0,0,0]
[null,851,36,2,{"$f":"Daten!L880","v":0},{"$f":"Daten!M880","v":0},null,null,0,0,0,0,0,0]
[null,852,36,2,{"$f":"Daten!L881","v":0},{"$f":"Daten!M881","v":0},null,null,0,0,0,0,0,0]
[null,853,36,2,{"$f":"Daten!L882","v":0},{"$f":"Daten!M882","v":0},null,null,0,0,0,0,0,0]
[null,854,36,2,{"$f":"Daten!L883","v":0},{"$f":"Daten!M883","v":0},null,null,0,0,0,0,0,0]
[null,855,36,2,{"$f":"Daten!L884","v":0},{"$f":"Daten!M884","v":0},null,null,0,0,0,0,0,0]
[null,856,36,2,{"$f":"Daten!L885","v":0},{"$f":"Daten!M885","v":0},null,null,0,0,0,0,0,0]
[null,857,36,2,{"$f":"Daten!L886","v":0},{"$f":"Daten!M886","v":0},null,null,0,0,0,0,0,0]
[null,858,36,2,{"$f":"Daten!L887","v":0},{"$f":"Daten!M887","v":0},null,null,0,0,0,0,0,0]
[null,859,36,2,{"$f":"Daten!L888","v":0},{"$f":"Daten!M888","v":0},null,null,0,0,0,0,0,0]
[null,860,36,2,{"$f":"Daten!L889","v":0},{"$f":"Daten!M889","v":0},null,null,0,0,0,0,0,0]
[null,861,36,2,{"$f":"Daten!L890","v":0},{"$f":"Daten!M890","v":0},null,null,0,0,0,0,0,0]
[null,862,36,2,{"$f":"Daten!L891","v":0},{"$f":"Daten!M891","v":0},null,null,0,0,0,0,0,0]
[null,863,36,2,{"$f":"Daten!L892","v":0},{"$f":"Daten!M892","v":0},null,null,0,0,0,0,0,0]
[null,864,36,2,{"$f":"Daten!L893","v":0},{"$f":"Daten!M893","v":0},null,null,0,0,0,0,0,0]
[null,865,37,2,{"$f":"Daten!L894","v":0},{"$f":"Daten!M894","v":0},null,null,0,0,0,0,0,0]
[null,866,37,2,{"$f":"Daten!L895","v":0},{"$f":"Daten!M895","v":0},null,null,0,0,0,0,0,0]
[null,867,37,2,{"$f":"Daten!L896","v":0},{"$f":"Daten!M896","v":0},null,null,0,0,0,0,0,0]
[null,868,37,2,{"$f":"Daten!L897","v":0},{"$f":"Daten!M897","v":0},null,null,0,0,0,0,0,0]
[null,869,37,2,{"$f":"Daten!L898","v":0},{"$f":"Daten!M898","v":0},null,null,0,0,0,0,0,0]
[null,870,37,2,{"$f":"Daten!L899","v":0},{"$f":"Daten!M899","v":0},null,null,0,0,0,0,0,0]
[null,871,37,2,{"$f":"Daten!L900","v":0},{"$f":"Daten!M900","v":0},null,null,0,0,0,0,0,0]
[null,872,37,2,{"$f":"Daten!L901","v":0},{"$f":"Daten!M901","v":0},null,null,0,0,0,0,0,0]
[null,873,37,2,{"$f":"Daten!L902","v":0},{"$f":"Daten!M902","v":0},null,null,0,0,0,0,0,0]
[null,874,37,2,{"$f":"Daten!L903","v":0},{"$f":"Daten!M903","v":0},null,null,0,0,0,0,0,0]
[null,875,37,2,{"$f":"Daten!L904","v":0},{"$f":"Daten!M904","v":0},null,null,0,0,0,0,0,0]
[null,876,37,2,{"$f":"Daten!L905","v":0},{"$f":"Daten!M905","v":0},null,null,0,0,0,0,0,0]
[null,877,37,2,{"$f":"Daten!L906","v":0},{"$f":"Daten!M906","v":0},null,null,0,0,0,0,0,0]
[null,878,37,2,{"$f":"Daten!L907","v":0},{"$f":"Daten!M907","v":0},null,null,0,0,0,0,0,0]
[null,879,37,2,{"$f":"Daten!L908","v":0},{"$f":"Daten!M908","v":0},null,null,0,0,0,0,0,0]
[null,880,37,2,{"$f":"Daten!L909","v":0},{"$f":"Daten!M909","v":0},null,null,0,0,0,0,0,0]
[null,881,37,2,{"$f":"Daten!L910","v":0},{"$f":"Daten!M910","v":0},null,null,0,0,0,0,0,0]
[null,882,37,2,{"$f":"Daten!L911","v":0},{"$f":"Daten!M911","v":0},null,null,0,0,0,0,0,0]
[null,883,37,2,{"$f":"Daten!L912","v":0},{"$f":"Daten!M912","v":0},null,null,0,0,0,0,0,0]
[null,884,37,2,{"$f":"Daten!L913","v":0},{"$f":"Daten!M913","v":0},null,null,0,0,0,0,0,0]
[null,885,37,2,{"$f":"Daten!L914","v":0},{"$f":"Daten!M914","v":0},null,null,0,0,0,0,0,0]
[null,886,37,2,{"$f":"Daten!L915","v":0},{"$f":"Daten!M915","v":0},null,null,0,0,0,0,0,0]
[null,887,37,2,{"$f":"Daten!L916","v":0},{"$f":"Daten!M916","v":0},null,null,0,0,0,0,0,0]
[null,888,37,2,{"$f":"Daten!L917","v":0},{"$f":"Daten!M917","v":0},null,null,0,0,0,0,0,0]
[null,889,38,2,{"$f":"Daten!L918","v":0},{"$f":"Daten!M918","v":0},null,null,0,0,0,0,0,0]
[null,890,38,2,{"$f":"Daten!L919","v":0},{"$f":"Daten!M919","v":0},null,null,0,0,0,0,0,0]
[null,891,38,2,{"$f":"Daten!L920","v":0},{"$f":"Daten!M920","v":0},null,null,0,0,0,0,0,0]
[null,892,38,2,{"$f":"Daten!L921","v":0},{"$f":"Daten!M921","v":0},null,null,0,0,0,0,0,0]
[null,893,38,2,{"$f":"Daten!L922","v":0},{"$f":"Daten!M922","v":0},null,null,0,0,0,0,0,0]
[null,894,38,2,{"$f":"Daten!L923","v":0},{"$f":"Daten!M923","v":0},null,null,0,0,0,0,0,0]
[null,895,38,2,{"$f":"Daten!L924","v":0},{"$f":"Daten!M924","v":0},null,null,0,0,0,0,0,0]
[null,896,38,2,{"$f":"Daten!L925","v":0},{"$f":"Daten!M925","v":0},null,null,0,0,0,0,0,0]
[null,897,38,2,{"$f":"Daten!L926","v":0},{"$f":"Daten!M926","v":0},null,null,0,0,0,0,0,{"$f":"IF(L913>0,I913+L913*Wirkungsgrad,I913+L913)","v":0}]
[null,898,{"$f":"CEILING(B914/24,1)","v":38},{"$f":"MONTH(C914)","v":2},{"$f":"Daten!L927","v":0},{"$f":"Daten!M927","v":0},null,null,0,{"$f":"MIN(E914,F914+I914)","v":0},{"$f":"E914-J914","v":0},{"$f":"MIN((F914-J914),0-I914)","v":0},{"$f":"F914-(J914+L914)","v":0},0]
[null,899,38,2,{"$f":"Daten!L928","v":0},{"$f":"Daten!M928","v":0},null,null,{"$f":"N914","v":0},0,0,0,0,0]
[null,900,38,2,{"$f":"Daten!L929","v":0},{"$f":"Daten!M929","v":0},null,null,0,0,0,0,0,0]
[null,901,38,2,{"$f":"Daten!L930","v":0},{"$f":"Daten!M930","v":0},null,null,0,0,0,0,0,0]
[null,902,38,2,{"$f":"Daten!L931","v":0},{"$f":"Daten!M931","v":0},null,null,0,0,0,0,0,0]
[null,903,38,2,{"$f":"Daten!L932","v":0},{"$f":"Daten!M932","v":0},null,null,0,0,0,0,0,0]
[null,904,38,2,{"$f":"Daten!L933","v":0},{"$f":"Daten!M933","v":0},null,null,0,0,0,0,0,0]
[null,905,38,2,{"$f":"Daten!L934","v":0},{"$f":"Daten!M934","v":0},null,null,0,0,0,0,0,0]
[null,906,38,2,{"$f":"Daten!L935","v":0},{"$f":"Daten!M935","v":0},null,null,0,0,0,0,0,0]
[null,907,38,2,{"$f":"Daten!L936","v":0},{"$f":"Daten!M936","v":0},null,null,0,0,0,0,0,0]
[null,908,38,2,{"$f":"Daten!L937","v":0},{"$f":"Daten!M937","v":0},null,null,0,0,0,0,0,0]
[null,909,38,2,{"$f":"Daten!L938","v":0},{"$f":"Daten!M938","v":0},null,null,0,0,0,0,0,0]
[null,910,38,2,{"$f":"Daten!L939","v":0},{"$f":"Daten!M939","v":0},null,null,0,0,0,0,0,0]
[null,911,38,2,{"$f":"Daten!L940","v":0},{"$f":"Daten!M940","v":0},null,null,0,0,0,0,0,0]
[null,912,38,2,{"$f":"Daten!L941","v":0},{"$f":"Daten!M941","v":0},null,null,0,0,0,0,0,0]
[null,913,39,2,{"$f":"Daten!L942","v":0},{"$f":"Daten!M942","v":0},null,null,0,0,0,0,0,0]
[null,914,39,2,{"$f":"Daten!L943","v":0},{"$f":"Daten!M943","v":0},null,null,0,0,0,0,0,0]
[null,915,39,2,{"$f":"Daten!L944","v":0},{"$f":"Daten!M944","v":0},null,null,0,0,0,0,0,0]
[null,916,39,2,{"$f":"Daten!L945","v":0},{"$f":"Daten!M945","v":0},null,null,0,0,0,0,0,0]
[null,917,39,2,{"$f":"Daten!L946","v":0},{"$f":"Daten!M946","v":0},null,null,0,0,0,0,0,0]
[null,918,39,2,{"$f":"Daten!L947","v":0},{"$f":"Daten!M947","v":0},null,null,0,0,0,0,0,0]
[null,919,39,2,{"$f":"Daten!L948","v":0},{"$f":"Daten!M948","v":0},null,null,0,0,0,0,0,0]
[null,920,39,2,{"$f":"Daten!L949","v":0},{"$f":"Daten!M949","v":0},null,null,0,0,0,0,0,0]
[null,921,39,2,{"$f":"Daten!L950","v":0},{"$f":"Daten!M950","v":0},null,null,0,0,0,0,0,0]
[null,922,39,2,{"$f":"Daten!L951","v":0},{"$f":"Daten!M951","v":0},null,null,0,0,0,0,0,0]
[null,923,39,2,{"$f":"Daten!L952","v":0},{"$f":"Daten!M952","v":0},null,null,0,0,0,0,0,0]
[null,924,39,2,{"$f":"Daten!L953","v":0},{"$f":"Daten!M953","v":0},null,null,0,0,0,0,0,0]
[null,925,39,2,{"$f":"Daten!L954","v":0},{"$f":"Daten!M954","v":0},null,null,0,0,0,0,0,0]
[null,926,39,2,{"$f":"Daten!L955","v":0},{"$f":"Daten!M955","v":0},null,null,0,0,0,0,0,0]
[null,927,39,2,{"$f":"Daten!L956","v":0},{"$f":"Daten!M956","v":0},null,null,0,0,0,0,0,0]
[null,928,39,2,{"$f":"Daten!L957","v":0},{"$f":"Daten!M957","v":0},null,null,0,0,0,0,0,0]
[null,929,39,2,{"$f":"Daten!L958","v":0},{"$f":"Daten!M958","v":0},null,null,0,0,0,0,0,0]
[null,930,39,2,{"$f":"Daten!L959","v":0},{"$f":"Daten!M959","v":0},null,null,0,0,0,0,0,0]
[null,931,39,2,{"$f":"Daten!L960","v":0},{"$f":"Daten!M960","v":0},null,null,0,0,0,0,0,0]
[null,932,39,2,{"$f":"Daten!L961","v":0},{"$f":"Daten!M961","v":0},null,null,0,0,0,0,0,0]
[null,933,39,2,{"$f":"Daten!L962","v":0},{"$f":"Daten!M962","v":0},null,null,0,0,0,0,0,0]
[null,934,39,2,{"$f":"Daten!L963","v":0},{"$f":"Daten!M963","v":0},null,null,0,0,0,0,0,0]
[null,935,39,2,{"$f":"Daten!L964","v":0},{"$f":"Daten!M964","v":0},null,null,0,0,0,0,0,0]
[null,936,39,2,{"$f":"Daten!L965","v":0},{"$f":"Daten!M965","v":0},null,null,0,0,0,0,0,0]
[null,937,40,2,{"$f":"Daten!L966","v":0},{"$f":"Daten!M966","v":0},null,null,0,0,0,0,0,0]
[null,938,40,2,{"$f":"Daten!L967","v":0},{"$f":"Daten!M967","v":0},null,null,0,0,0,0,0,0]
[null,939,40,2,{"$f":"Daten!L968","v":0},{"$f":"Daten!M968","v":0},null,null,0,0,0,0,0,0]
[null,940,40,2,{"$f":"Daten!L969","v":0},{"$f":"Daten!M969","v":0},null,null,0,0,0,0,0,0]
[null,941,40,2,{"$f":"Daten!L970","v":0},{"$f":"Daten!M970","v":0},null,null,0,0,0,0,0,0]
[null,942,40,2,{"$f":"Daten!L971","v":0},{"$f":"Daten!M971","v":0},null,null,0,0,0,0,0,0]
[null,943,40,2,{"$f":"Daten!L972","v":0},{"$f":"Daten!M972","v":0},null,null,0,0,0,0,0,0]
[null,944,40,2,{"$f":"Daten!L973","v":0},{"$f":"Daten!M973","v":0},null,null,0,0,0,0,0,0]
[null,945,40,2,{"$f":"Daten!L974","v":0},{"$f":"Daten!M974","v":0},null,null,0,0,0,0,0,0]
[null,946,40,2,{"$f":"Daten!L975","v":0},{"$f":"Daten!M975","v":0},null,null,0,0,0,0,0,0]
[null,947,40,2,{"$f":"Daten!L976","v":0},{"$f":"Daten!M976","v":0},null,null,0,0,0,0,0,0]
[null,948,40,2,{"$f":"Daten!L977","v":0},{"$f":"Daten!M977","v":0},null,null,0,0,0,0,0,0]
[null,949,40,2,{"$f":"Daten!L978","v":0},{"$f":"Daten!M978","v":0},null,null,0,0,0,0,0,0]
[null,950,40,2,{"$f":"Daten!L979","v":0},{"$f":"Daten!M979","v":0},null,null,0,0,0,0,0,0]
[null,951,40,2,{"$f":"Daten!L980","v":0},{"$f":"Daten!M980","v":0},null,null,0,0,0,0,0,0]
[null,952,40,2,{"$f":"Daten!L981","v":0},{"$f":"Daten!M981","v":0},null,null,0,0,0,0,0,0]
[null,953,40,2,{"$f":"Daten!L982","v":0},{"$f":"Daten!M982","v":0},null,null,0,0,0,0,0,0]
[null,954,40,2,{"$f":"Daten!L983","v":0},{"$f":"Daten!M983","v":0},null,null,0,0,0,0,0,0]
[null,955,40,2,{"$f":"Daten!L984","v":0},{"$f":"Daten!M984","v":0},null,null,0,0,0,0,0,0]
[null,956,40,2,{"$f":"Daten!L985","v":0},{"$f":"Daten!M985","v":0},null,null,0,0,0,0,0,0]
[null,957,40,2,{"$f":"Daten!L986","v":0},{"$f":"Daten!M986","v":0},null,null,0,0,0,0,0,0]
[null,958,40,2,{"$f":"Daten!L987","v":0},{"$f":"Daten!M987","v":0},null,null,0,0,0,0,0,0]
[null,959,40,2,{"$f":"Daten!L988","v":0},{"$f":"Daten!M988","v":0},null,null,0,0,0,0,0,0]
[null,960,40,2,{"$f":"Daten!L989","v":0},{"$f":"Daten!M989","v":0},null,null,0,0,0,0,0,0]
[null,961,41,2,{"$f":"Daten!L990","v":0},{"$f":"Daten!M990","v":0},null,null,0,0,0,0,0,{"$f":"IF(L977>0,I977+L977*Wirkungsgrad,I977+L977)","v":0}]
[null,962,{"$f":"CEILING(B978/24,1)","v":41},{"$f":"MONTH(C978)","v":2},{"$f":"Daten!L991","v":0},{"$f":"Daten!M991","v":0},null,null,0,{"$f":"MIN(E978,F978+I978)","v":0},{"$f":"E978-J978","v":0},{"$f":"MIN((F978-J978),0-I978)","v":0},{"$f":"F978-(J978+L978)","v":0},0]
[null,963,41,2,{"$f":"Daten!L992","v":0},{"$f":"Daten!M992","v":0},null,null,{"$f":"N978","v":0},0,0,0,0,0]
[null,964,41,2,{"$f":"Daten!L993","v":0},{"$f":"Daten!M993","v":0},null,null,0,0,0,0,0,0]
[null,965,41,2,{"$f":"Daten!L994","v":0},{"$f":"Daten!M994","v":0},null,null,0,0,0,0,0,0]
[null,966,41,2,{"$f":"Daten!L995","v":0},{"$f":"Daten!M995","v":0},null,null,0,0,0,0,0,0]
[null,967,41,2,{"$f":"Daten!L996","v":0},{"$f":"Daten!M996","v":0},null,null,0,0,0,0,0,0]
[null,968,41,2,{"$f":"Daten!L997","v":0},{"$f":"Daten!M997","v":0},null,null,0,0,0,0,0,0]
[null,969,41,2,{"$f":"Daten!L998","v":0},{"$f":"Daten!M998","v":0},null,null,0,0,0,0,0,0]
[null,970,41,2,{"$f":"Daten!L999","v":0},{"$f":"Daten!M999","v":0},null,null,0,0,0,0,0,0]
[null,971,41,2,{"$f":"Daten!L1000","v":0},{"$f":"Daten!M1000","v":0},null,null,0,0,0,0,0,0]
[null,972,41,2,{"$f":"Daten!L1001","v":0},{"$f":"Daten!M1001","v":0},null,null,0,0,0,0,0,0]
[null,973,41,2,{"$f":"Daten!L1002","v":0},{"$f":"Daten!M1002","v":0},null,null,0,0,0,0,0,0]
[null,974,41,2,{"$f":"Daten!L1003","v":0},{"$f":"Daten!M1003","v":0},null,null,0,0,0,0,0,0]
[null,975,41,2,{"$f":"Daten!L1004","v":0},{"$f":"Daten!M1004","v":0},null,null,0,0,0,0,0,0]
[null,976,41,2,{"$f":"Daten!L1005","v":0},{"$f":"Daten!M1005","v":0},null,null,0,0,0,0,0,0]
[null,977,41,2,{"$f":"Daten!L1006","v":0},{"$f":"Daten!M1006","v":0},null,null,0,0,0,0,0,0]
[null,978,41,2,{"$f":"Daten!L1007","v":0},{"$f":"Daten!M1007","v":0},null,null,0,0,0,0,0,0]
[null,979,41,2,{"$f":"Daten!L1008","v":0},{"$f":"Daten!M1008","v":0},null,null,0,0,0,0,0,0]
[null,980,41,2,{"$f":"Daten!L1009","v":0},{"$f":"Daten!M1009","v":0},null,null,0,0,0,0,0,0]
[null,981,41,2,{"$f":"Daten!L1010","v":0},{"$f":"Daten!M1010","v":0},null,null,0,0,0,0,0,0]
[null,982,41,2,{"$f":"Daten!L1011","v":0},{"$f":"Daten!M1011","v":0},null,null,0,0,0,0,0,0]
[null,983,41,2,{"$f":"Daten!L1012","v":0},{"$f":"Daten!M1012","v":0},null,null,0,0,0,0,0,0]
[null,984,41,2,{"$f":"Daten!L1013","v":0},{"$f":"Daten!M1013","v":0},null,null,0,0,0,0,0,0]
[null,985,42,2,{"$f":"Daten!L1014","v":0},{"$f":"Daten!M1014","v":0},null,null,0,0,0,0,0,0]
[null,986,42,2,{"$f":"Daten!L1015","v":0},{"$f":"Daten!M1015","v":0},null,null,0,0,0,0,0,0]
[null,987,42,2,{"$f":"Daten!L1016","v":0},{"$f":"Daten!M1016","v":0},null,null,0,0,0,0,0,0]
[null,988,42,2,{"$f":"Daten!L1017","v":0},{"$f":"Daten!M1017","v":0},null,null,0,0,0,0,0,0]
[null,989,42,2,{"$f":"Daten!L1018","v":0},{"$f":"Daten!M1018","v":0},null,null,0,0,0,0,0,0]
[null,990,42,2,{"$f":"Daten!L1019","v":0},{"$f":"Daten!M1019","v":0},null,null,0,0,0,0,0,0]
[null,991,42,2,{"$f":"Daten!L1020","v":0},{"$f":"Daten!M1020","v":0},null,null,0,0,0,0,0,0]
[null,992,42,2,{"$f":"Daten!L1021","v":0},{"$f":"Daten!M1021","v":0},null,null,0,0,0,0,0,0]
[null,993,42,2,{"$f":"Daten!L1022","v":0},{"$f":"Daten!M1022","v":0},null,null,0,0,0,0,0,0]
[null,994,42,2,{"$f":"Daten!L1023","v":0},{"$f":"Daten!M1023","v":0},null,null,0,0,0,0,0,0]
[null,995,42,2,{"$f":"Daten!L1024","v":0},{"$f":"Daten!M1024","v":0},null,null,0,0,0,0,0,0]
[null,996,42,2,{"$f":"Daten!L1025","v":0},{"$f":"Daten!M1025","v":0},null,null,0,0,0,0,0,0]
[null,997,42,2,{"$f":"Daten!L1026","v":0},{"$f":"Daten!M1026","v":0},null,null,0,0,0,0,0,0]
[null,998,42,2,{"$f":"Daten!L1027","v":0},{"$f":"Daten!M1027","v":0},null,null,0,0,0,0,0,0]
[null,999,42,2,{"$f":"Daten!L1028","v":0},{"$f":"Daten!M1028","v":0},null,null,0,0,0,0,0,0]
[null,1000,42,2,{"$f":"Daten!L1029","v":0},{"$f":"Daten!M1029","v":0},null,null,0,0,0,0,0,0]
[null,1001,42,2,{"$f":"Daten!L1030","v":0},{"$f":"Daten!M1030","v":0},null,null,0,0,0,0,0,0]
[null,1002,42,2,{"$f":"Daten!L1031","v":0},{"$f":"Daten!M1031","v":0},null,null,0,0,0,0,0,0]
[null,1003,42,2,{"$f":"Daten!L1032","v":0},{"$f":"Daten!M1032","v":0},null,null,0,0,0,0,0,0]
[null,1004,42,2,{"$f":"Daten!L1033","v":0},{"$f":"Daten!M1033","v":0},null,null,0,0,0,0,0,0]
[null,1005,42,2,{"$f":"Daten!L1034","v":0},{"$f":"Daten!M1034","v":0},null,null,0,0,0,0,0,0]
[null,1006,42,2,{"$f":"Daten!L1035","v":0},{"$f":"Daten!M1035","v":0},null,null,0,0,0,0,0,0]
[null,1007,42,2,{"$f":"Daten!L1036","v":0},{"$f":"Daten!M1036","v":0},null,null,0,0,0,0,0,0]
[null,1008,42,2,{"$f":"Daten!L1037","v":0},{"$f":"Daten!M1037","v":0},null,null,0,0,0,0,0,0]
[null,1009,43,2,{"$f":"Daten!L1038","v":0},{"$f":"Daten!M1038","v":0},null,null,0,0,0,0,0,0]
[null,1010,43,2,{"$f":"Daten!L1039","v":0},{"$f":"Daten!M1039","v":0},null,null,0,0,0,0,0,0]
[null,1011,43,2,{"$f":"Daten!L1040","v":0},{"$f":"Daten!M1040","v":0},null,null,0,0,0,0,0,0]
[null,1012,43,2,{"$f":"Daten!L1041","v":0},{"$f":"Daten!M1041","v":0},null,null,0,0,0,0,0,0]
[null,1013,43,2,{"$f":"Daten!L1042","v":0},{"$f":"Daten!M1042","v":0},null,null,0,0,0,0,0,0]
[null,1014,43,2,{"$f":"Daten!L1043","v":0},{"$f":"Daten!M1043","v":0},null,null,0,0,0,0,0,0]
[null,1015,43,2,{"$f":"Daten!L1044","v":0},{"$f":"Daten!M1044","v":0},null,null,0,0,0,0,0,0]
[null,1016,43,2,{"$f":"Daten!L1045","v":0},{"$f":"Daten!M1045","v":0},null,null,0,0,0,0,0,0]
[null,1017,43,2,{"$f":"Daten!L1046","v":0},{"$f":"Daten!M1046","v":0},null,null,0,0,0,0,0,0]
[null,1018,43,2,{"$f":"Daten!L1047","v":0},{"$f":"Daten!M1047","v":0},null,null,0,0,0,0,0,0]
[null,1019,43,2,{"$f":"Daten!L1048","v":0},{"$f":"Daten!M1048","v":0},null,null,0,0,0,0,0,0]
[null,1020,43,2,{"$f":"Daten!L1049","v":0},{"$f":"Daten!M1049","v":0},null,null,0,0,0,0,0,0]
[null,1021,43,2,{"$f":"Daten!L1050","v":0},{"$f":"Daten!M1050","v":0},null,null,0,0,0,0,0,0]
[null,1022,43,2,{"$f":"Daten!L1051","v":0},{"$f":"Daten!M1051","v":0},null,null,0,0,0,0,0,0]
[null,1023,43,2,{"$f":"Daten!L1052","v":0},{"$f":"Daten!M1052","v":0},null,null,0,0,0,0,0,0]
[null,1024,43,2,{"$f":"Daten!L1053","v":0},{"$f":"Daten!M1053","v":0},null,null,0,0,0,0,0,0]
[null,1025,43,2,{"$f":"Daten!L1054","v":0},{"$f":"Daten!M1054","v":0},null,null,0,0,0,0,0,{"$f":"IF(L1041>0,I1041+L1041*Wirkungsgrad,I1041+L1041)","v":0}]
[null,1026,{"$f":"CEILING(B1042/24,1)","v":43},{"$f":"MONTH(C1042)","v":2},{"$f":"Daten!L1055","v":0},{"$f":"Daten!M1055","v":0},null,null,0,{"$f":"MIN(E1042,F1042+I1042)","v":0},{"$f":"E1042-J1042","v":0},{"$f":"MIN((F1042-J1042),0-I1042)","v":0},{"$f":"F1042-(J1042+L1042)","v":0},0]
[null,1027,43,2,{"$f":"Daten!L1056","v":0},{"$f":"Daten!M1056","v":0},null,null,{"$f":"N1042","v":0},0,0,0,0,0]
[null,1028,43,2,{"$f":"Daten!L1057","v":0},{"$f":"Daten!M1057","v":0},null,null,0,0,0,0,0,0]
[null,1029,43,2,{"$f":"Daten!L1058","v":0},{"$f":"Daten!M1058","v":0},null,null,0,0,0,0,0,0]
[null,1030,43,2,{"$f":"Daten!L1059","v":0},{"$f":"Daten!M1059","v":0},null,null,0,0,0,0,0,0]
[null,1031,43,2,{"$f":"Daten!L1060","v":0},{"$f":"Daten!M1060","v":0},null,null,0,0,0,0,0,0]
[null,1032,43,2,{"$f":"Daten!L1061","v":0},{"$f":"Daten!M1061","v":0},null,null,0,0,0,0,0,0]
[null,1033,44,2,{"$f":"Daten!L1062","v":0},{"$f":"Daten!M1062","v":0},null,null,0,0,0,0,0,0]
[null,1034,44,2,{"$f":"Daten!L1063","v":0},{"$f":"Daten!M1063","v":0},null,null,0,0,0,0,0,0]
[null,1035,44,2,{"$f":"Daten!L1064","v":0},{"$f":"Daten!M1064","v":0},null,null,0,0,0,0,0,0]
[null,1036,44,2,{"$f":"Daten!L1065","v":0},{"$f":"Daten!M1065","v":0},null,null,0,0,0,0,0,0]
[null,1037,44,2,{"$f":"Daten!L1066","v":0},{"$f":"Daten!M1066","v":0},null,null,0,0,0,0,0,0]
[null,1038,44,2,{"$f":"Daten!L1067","v":0},{"$f":"Daten!M1067","v":0},null,null,0,0,0,0,0,0]
[null,1039,44,2,{"$f":"Daten!L1068","v":0},{"$f":"Daten!M1068","v":0},null,null,0,0,0,0,0,0]
[null,1040,44,2,{"$f":"Daten!L1069","v":0},{"$f":"Daten!M1069","v":0},null,null,0,0,0,0,0,0]
[null,1041,44,2,{"$f":"Daten!L1070","v":0},{"$f":"Daten!M1070","v":0},null,null,0,0,0,0,0,0]
[null,1042,44,2,{"$f":"Daten!L1071","v":0},{"$f":"Daten!M1071","v":0},null,null,0,0,0,0,0,0]
[null,1043,44,2,{"$f":"Daten!L1072","v":0},{"$f":"Daten!M1072","v":0},null,null,0,0,0,0,0,0]
[null,1044,44,2,{"$f":"Daten!L1073","v":0},{"$f":"Daten!M1073","v":0},null,null,0,0,0,0,0,0]
[null,1045,44,2,{"$f":"Daten!L1074","v":0},{"$f":"Daten!M1074","v":0},null,null,0,0,0,0,0,0]
[null,1046,44,2,{"$f":"Daten!L1075","v":0},{"$f":"Daten!M1075","v":0},null,null,0,0,0,0,0,0]
[null,1047,44,2,{"$f":"Daten!L1076","v":0},{"$f":"Daten!M1076","v":0},null,null,0,0,0,0,0,0]
[null,1048,44,2,{"$f":"Daten!L1077","v":0},{"$f":"Daten!M1077","v":0},null,null,0,0,0,0,0,0]
[null,1049,44,2,{"$f":"Daten!L1078","v":0},{"$f":"Daten!M1078","v":0},null,null,0,0,0,0,0,0]
[null,1050,44,2,{"$f":"Daten!L1079","v":0},{"$f":"Daten!M1079","v":0},null,null,0,0,0,0,0,0]
[null,1051,44,2,{"$f":"Daten!L1080","v":0},{"$f":"Daten!M1080","v":0},null,null,0,0,0,0,0,0]
[null,1052,44,2,{"$f":"Daten!L1081","v":0},{"$f":"Daten!M1081","v":0},null,null,0,0,0,0,0,0]
[null,1053,44,2,{"$f":"Daten!L1082","v":0},{"$f":"Daten!M1082","v":0},null,null,0,0,0,0,0,0]
[null,1054,44,2,{"$f":"Daten!L1083","v":0},{"$f":"Daten!M1083","v":0},null,null,0,0,0,0,0,0]
[null,1055,44,2,{"$f":"Daten!L1084","v":0},{"$f":"Daten!M1084","v":0},null,null,0,0,0,0,0,0]
[null,1056,44,2,{"$f":"Daten!L1085","v":0},{"$f":"Daten!M1085","v":0},null,null,0,0,0,0,0,0]
[null,1057,45,2,{"$f":"Daten!L1086","v":0},{"$f":"Daten!M1086","v":0},null,null,0,0,0,0,0,0]
[null,1058,45,2,{"$f":"Daten!L1087","v":0},{"$f":"Daten!M1087","v":0},null,null,0,0,0,0,0,0]
[null,1059,45,2,{"$f":"Daten!L1088","v":0},{"$f":"Daten!M1088","v":0},null,null,0,0,0,0,0,0]
[null,1060,45,2,{"$f":"Daten!L1089","v":0},{"$f":"Daten!M1089","v":0},null,null,0,0,0,0,0,0]
[null,1061,45,2,{"$f":"Daten!L1090","v":0},{"$f":"Daten!M1090","v":0},null,null,0,0,0,0,0,0]
[null,1062,45,2,{"$f":"Daten!L1091","v":0},{"$f":"Daten!M1091","v":0},null,null,0,0,0,0,0,0]
[null,1063,45,2,{"$f":"Daten!L1092","v":0},{"$f":"Daten!M1092","v":0},null,null,0,0,0,0,0,0]
[null,1064,45,2,{"$f":"Daten!L1093","v":0},{"$f":"Daten!M1093","v":0},null,null,0,0,0,0,0,0]
[null,1065,45,2,{"$f":"Daten!L1094","v":0},{"$f":"Daten!M1094","v":0},null,null,0,0,0,0,0,0]
[null,1066,45,2,{"$f":"Daten!L1095","v":0},{"$f":"Daten!M1095","v":0},null,null,0,0,0,0,0,0]
[null,1067,45,2,{"$f":"Daten!L1096","v":0},{"$f":"Daten!M1096","v":0},null,null,0,0,0,0,0,0]
[null,1068,45,2,{"$f":"Daten!L1097","v":0},{"$f":"Daten!M1097","v":0},null,null,0,0,0,0,0,0]
[null,1069,45,2,{"$f":"Daten!L1098","v":0},{"$f":"Daten!M1098","v":0},null,null,0,0,0,0,0,0]
[null,1070,45,2,{"$f":"Daten!L1099","v":0},{"$f":"Daten!M1099","v":0},null,null,0,0,0,0,0,0]
[null,1071,45,2,{"$f":"Daten!L1100","v":0},{"$f":"Daten!M1100","v":0},null,null,0,0,0,0,0,0]
[null,1072,45,2,{"$f":"Daten!L1101","v":0},{"$f":"Daten!M1101","v":0},null,null,0,0,0,0,0,0]
[null,1073,45,2,{"$f":"Daten!L1102","v":0},{"$f":"Daten!M1102","v":0},null,null,0,0,0,0,0,0]
[null,1074,45,2,{"$f":"Daten!L1103","v":0},{"$f":"Daten!M1103","v":0},null,null,0,0,0,0,0,0]
[null,1075,45,2,{"$f":"Daten!L1104","v":0},{"$f":"Daten!M1104","v":0},null,null,0,0,0,0,0,0]
[null,1076,45,2,{"$f":"Daten!L1105","v":0},{"$f":"Daten!M1105","v":0},null,null,0,0,0,0,0,0]
[null,1077,45,2,{"$f":"Daten!L1106","v":0},{"$f":"Daten!M1106","v":0},null,null,0,0,0,0,0,0]
[null,1078,45,2,{"$f":"Daten!L1107","v":0},{"$f":"Daten!M1107","v":0},null,null,0,0,0,0,0,0]
[null,1079,45,2,{"$f":"Daten!L1108","v":0},{"$f":"Daten!M1108","v":0},null,null,0,0,0,0,0,0]
[null,1080,45,2,{"$f":"Daten!L1109","v":0},{"$f":"Daten!M1109","v":0},null,null,0,0,0,0,0,0]
[null,1081,46,2,{"$f":"Daten!L1110","v":0},{"$f":"Daten!M1110","v":0},null,null,0,0,0,0,0,0]
[null,1082,46,2,{"$f":"Daten!L1111","v":0},{"$f":"Daten!M1111","v":0},null,null,0,0,0,0,0,0]
[null,1083,46,2,{"$f":"Daten!L1112","v":0},{"$f":"Daten!M1112","v":0},null,null,0,0,0,0,0,0]
[null,1084,46,2,{"$f":"Daten!L1113","v":0},{"$f":"Daten!M1113","v":0},null,null,0,0,0,0,0,0]
[null,1085,46,2,{"$f":"Daten!L1114","v":0},{"$f":"Daten!M1114","v":0},null,null,0,0,0,0,0,0]
[null,1086,46,2,{"$f":"Daten!L1115","v":0},{"$f":"Daten!M1115","v":0},null,null,0,0,0,0,0,0]
[null,1087,46,2,{"$f":"Daten!L1116","v":0},{"$f":"Daten!M1116","v":0},null,null,0,0,0,0,0,0]
[null,1088,46,2,{"$f":"Daten!L1117","v":0},{"$f":"Daten!M1117","v":0},null,null,0,0,0,0,0,0]
[null,1089,46,2,{"$f":"Daten!L1118","v":0},{"$f":"Daten!M1118","v":0},null,null,0,0,0,0,0,{"$f":"IF(L1105>0,I1105+L1105*Wirkungsgrad,I1105+L1105)","v":0}]
[null,1090,{"$f":"CEILING(B1106/24,1)","v":46},{"$f":"MONTH(C1106)","v":2},{"$f":"Daten!L1119","v":0},{"$f":"Daten!M1119","v":0},null,null,0,{"$f":"MIN(E1106,F1106+I1106)","v":0},{"$f":"E1106-J1106","v":0},{"$f":"MIN((F1106-J1106),0-I1106)","v":0},{"$f":"F1106-(J1106+L1106)","v":0},0]
[null,1091,46,2,{"$f":"Daten!L1120","v":0},{"$f":"Daten!M1120","v":0},null,null,{"$f":"N1106","v":0},0,0,0,0,0]
[null,1092,46,2,{"$f":"Daten!L1121","v":0},{"$f":"Daten!M1121","v":0},null,null,0,0,0,0,0,0]
[null,1093,46,2,{"$f":"Daten!L1122","v":0},{"$f":"Daten!M1122","v":0},null,null,0,0,0,0,0,0]
[null,1094,46,2,{"$f":"Daten!L1123","v":0},{"$f":"Daten!M1123","v":0},null,null,0,0,0,0,0,0]
[null,1095,46,2,{"$f":"Daten!L1124","v":0},{"$f":"Daten!M1124","v":0},null,null,0,0,0,0,0,0]
[null,1096,46,2,{"$f":"Daten!L1125","v":0},{"$f":"Daten!M1125","v":0},null,null,0,0,0,0,0,0]
[null,1097,46,2,{"$f":"Daten!L1126","v":0},{"$f":"Daten!M1126","v":0},null,null,0,0,0,0,0,0]
[null,1098,46,2,{"$f":"Daten!L1127","v":0},{"$f":"Daten!M1127","v":0},null,null,0,0,0,0,0,0]
[null,1099,46,2,{"$f":"Daten!L1128","v":0},{"$f":"Daten!M1128","v":0},null,null,0,0,0,0,0,0]
[null,1100,46,2,{"$f":"Daten!L1129","v":0},{"$f":"Daten!M1129","v":0},null,null,0,0,0,0,0,0]
[null,1101,46,2,{"$f":"Daten!L1130","v":0},{"$f":"Daten!M1130","v":0},null,null,0,0,0,0,0,0]
[null,1102,46,2,{"$f":"Daten!L1131","v":0},{"$f":"Daten!M1131","v":0},null,null,0,0,0,0,0,0]
[null,1103,46,2,{"$f":"Daten!L1132","v":0},{"$f":"Daten!M1132","v":0},null,null,0,0,0,0,0,0]
[null,1104,46,2,{"$f":"Daten!L1133","v":0},{"$f":"Daten!M1133","v":0},null,null,0,0,0,0,0,0]
[null,1105,47,2,{"$f":"Daten!L1134","v":0},{"$f":"Daten!M1134","v":0},null,null,0,0,0,0,0,0]
[null,1106,47,2,{"$f":"Daten!L1135","v":0},{"$f":"Daten!M1135","v":0},null,null,0,0,0,0,0,0]
[null,1107,47,2,{"$f":"Daten!L1136","v":0},{"$f":"Daten!M1136","v":0},null,null,0,0,0,0,0,0]
[null,1108,47,2,{"$f":"Daten!L1137","v":0},{"$f":"Daten!M1137","v":0},null,null,0,0,0,0,0,0]
[null,1109,47,2,{"$f":"Daten!L1138","v":0},{"$f":"Daten!M1138","v":0},null,null,0,0,0,0,0,0]
[null,1110,47,2,{"$f":"Daten!L1139","v":0},{"$f":"Daten!M1139","v":0},null,null,0,0,0,0,0,0]
[null,1111,47,2,{"$f":"Daten!L1140","v":0},{"$f":"Daten!M1140","v":0},null,null,0,0,0,0,0,0]
[null,1112,47,2,{"$f":"Daten!L1141","v":0},{"$f":"Daten!M1141","v":0},null,null,0,0,0,0,0,0]
[null,1113,47,2,{"$f":"Daten!L1142","v":0},{"$f":"Daten!M1142","v":0},null,null,0,0,0,0,0,0]
[null,1114,47,2,{"$f":"Daten!L1143","v":0},{"$f":"Daten!M1143","v":0},null,null,0,0,0,0,0,0]
[null,1115,47,2,{"$f":"Daten!L1144","v":0},{"$f":"Daten!M1144","v":0},null,null,0,0,0,0,0,0]
[null,1116,47,2,{"$f":"Daten!L1145","v":0},{"$f":"Daten!M1145","v":0},null,null,0,0,0,0,0,0]
[null,1117,47,2,{"$f":"Daten!L1146","v":0},{"$f":"Daten!M1146","v":0},null,null,0,0,0,0,0,0]
[null,1118,47,2,{"$f":"Daten!L1147","v":0},{"$f":"Daten!M1147","v":0},null,null,0,0,0,0,0,0]
[null,1119,47,2,{"$f":"Daten!L1148","v":0},{"$f":"Daten!M1148","v":0},null,null,0,0,0,0,0,0]
[null,1120,47,2,{"$f":"Daten!L1149","v":0},{"$f":"Daten!M1149","v":0},null,null,0,0,0,0,0,0]
[null,1121,47,2,{"$f":"Daten!L1150","v":0},{"$f":"Daten!M1150","v":0},null,null,0,0,0,0,0,0]
[null,1122,47,2,{"$f":"Daten!L1151","v":0},{"$f":"Daten!M1151","v":0},null,null,0,0,0,0,0,0]
[null,1123,47,2,{"$f":"Daten!L1152","v":0},{"$f":"Daten!M1152","v":0},null,null,0,0,0,0,0,0]
[null,1124,47,2,{"$f":"Daten!L1153","v":0},{"$f":"Daten!M1153","v":0},null,null,0,0,0,0,0,0]
[null,1125,47,2,{"$f":"Daten!L1154","v":0},{"$f":"Daten!M1154","v":0},null,null,0,0,0,0,0,0]
[null,1126,47,2,{"$f":"Daten!L1155","v":0},{"$f":"Daten!M1155","v":0},null,null,0,0,0,0,0,0]
[null,1127,47,2,{"$f":"Daten!L1156","v":0},{"$f":"Daten!M1156","v":0},null,null,0,0,0,0,0,0]
[null,1128,47,2,{"$f":"Daten!L1157","v":0},{"$f":"Daten!M1157","v":0},null,null,0,0,0,0,0,0]
[null,1129,48,2,{"$f":"Daten!L1158","v":0},{"$f":"Daten!M1158","v":0},null,null,0,0,0,0,0,0]
[null,1130,48,2,{"$f":"Daten!L1159","v":0},{"$f":"Daten!M1159","v":0},null,null,0,0,0,0,0,0]
[null,1131,48,2,{"$f":"Daten!L1160","v":0},{"$f":"Daten!M1160","v":0},null,null,0,0,0,0,0,0]
[null,1132,48,2,{"$f":"Daten!L1161","v":0},{"$f":"Daten!M1161","v":0},null,null,0,0,0,0,0,0]
[null,1133,48,2,{"$f":"Daten!L1162","v":0},{"$f":"Daten!M1162","v":0},null,null,0,0,0,0,0,0]
[null,1134,48,2,{"$f":"Daten!L1163","v":0},{"$f":"Daten!M1163","v":0},null,null,0,0,0,0,0,0]
[null,1135,48,2,{"$f":"Daten!L1164","v":0},{"$f":"Daten!M1164","v":0},null,null,0,0,0,0,0,0]
[null,1136,48,2,{"$f":"Daten!L1165","v":0},{"$f":"Daten!M1165","v":0},null,null,0,0,0,0,0,0]
[null,1137,48,2,{"$f":"Daten!L1166","v":0},{"$f":"Daten!M1166","v":0},null,null,0,0,0,0,0,0]
[null,1138,48,2,{"$f":"Daten!L1167","v":0},{"$f":"Daten!M1167","v":0},null,null,0,0,0,0,0,0]
[null,1139,48,2,{"$f":"Daten!L1168","v":0},{"$f":"Daten!M1168","v":0},null,null,0,0,0,0,0,0]
[null,1140,48,2,{"$f":"Daten!L1169","v":0},{"$f":"Daten!M1169","v":0},null,null,0,0,0,0,0,0]
[null,1141,48,2,{"$f":"Daten!L1170","v":0},{"$f":"Daten!M1170","v":0},null,null,0,0,0,0,0,0]
[null,1142,48,2,{"$f":"Daten!L1171","v":0},{"$f":"Daten!M1171","v":0},null,null,0,0,0,0,0,0]
[null,1143,48,2,{"$f":"Daten!L1172","v":0},{"$f":"Daten!M1172","v":0},null,null,0,0,0,0,0,0]
[null,1144,48,2,{"$f":"Daten!L1173","v":0},{"$f":"Daten!M1173","v":0},null,null,0,0,0,0,0,0]
[null,1145,48,2,{"$f":"Daten!L1174","v":0},{"$f":"Daten!M1174","v":0},null,null,0,0,0,0,0,0]
[null,1146,48,2,{"$f":"Daten!L1175","v":0},{"$f":"Daten!M1175","v":0},null,null,0,0,0,0,0,0]
[null,1147,48,2,{"$f":"Daten!L1176","v":0},{"$f":"Daten!M1176","v":0},null,null,0,0,0,0,0,0]
[null,1148,48,2,{"$f":"Daten!L1177","v":0},{"$f":"Daten!M1177","v":0},null,null,0,0,0,0,0,0]
[null,1149,48,2,{"$f":"Daten!L1178","v":0},{"$f":"Daten!M1178","v":0},null,null,0,0,0,0,0,0]
[null,1150,48,2,{"$f":"Daten!L1179","v":0},{"$f":"Daten!M1179","v":0},null,null,0,0,0,0,0,0]
[null,1151,48,2,{"$f":"Daten!L1180","v":0},{"$f":"Daten!M1180","v":0},null,null,0,0,0,0,0,0]
[null,1152,48,2,{"$f":"Daten!L1181","v":0},{"$f":"Daten!M1181","v":0},null,null,0,0,0,0,0,0]
[null,1153,49,2,{"$f":"Daten!L1182","v":0},{"$f":"Daten!M1182","v":0},null,null,0,0,0,0,0,{"$f":"IF(L1169>0,I1169+L1169*Wirkungsgrad,I1169+L1169)","v":0}]
[null,1154,{"$f":"CEILING(B1170/24,1)","v":49},{"$f":"MONTH(C1170)","v":2},{"$f":"Daten!L1183","v":0},{"$f":"Daten!M1183","v":0},null,null,0,{"$f":"MIN(E1170,F1170+I1170)","v":0},{"$f":"E1170-J1170","v":0},{"$f":"MIN((F1170-J1170),0-I1170)","v":0},{"$f":"F1170-(J1170+L1170)","v":0},0]
[null,1155,49,2,{"$f":"Daten!L1184","v":0},{"$f":"Daten!M1184","v":0},null,null,{"$f":"N1170","v":0},0,0,0,0,0]
[null,1156,49,2,{"$f":"Daten!L1185","v":0},{"$f":"Daten!M1185","v":0},null,null,0,0,0,0,0,0]
[null,1157,49,2,{"$f":"Daten!L1186","v":0},{"$f":"Daten!M1186","v":0},null,null,0,0,0,0,0,0]
[null,1158,49,2,{"$f":"Daten!L1187","v":0},{"$f":"Daten!M1187","v":0},null,null,0,0,0,0,0,0]
[null,1159,49,2,{"$f":"Daten!L1188","v":0},{"$f":"Daten!M1188","v":0},null,null,0,0,0,0,0,0]
[null,1160,49,2,{"$f":"Daten!L1189","v":0},{"$f":"Daten!M1189","v":0},null,null,0,0,0,0,0,0]
[null,1161,49,2,{"$f":"Daten!L1190","v":0},{"$f":"Daten!M1190","v":0},null,null,0,0,0,0,0,0]
[null,1162,49,2,{"$f":"Daten!L1191","v":0},{"$f":"Daten!M1191","v":0},null,null,0,0,0,0,0,0]
[null,1163,49,2,{"$f":"Daten!L1192","v":0},{"$f":"Daten!M1192","v":0},null,null,0,0,0,0,0,0]
[null,1164,49,2,{"$f":"Daten!L1193","v":0},{"$f":"Daten!M1193","v":0},null,null,0,0,0,0,0,0]
[null,1165,49,2,{"$f":"Daten!L1194","v":0},{"$f":"Daten!M1194","v":0},null,null,0,0,0,0,0,0]
[null,1166,49,2,{"$f":"Daten!L1195","v":0},{"$f":"Daten!M1195","v":0},null,null,0,0,0,0,0,0]
[null,1167,49,2,{"$f":"Daten!L1196","v":0},{"$f":"Daten!M1196","v":0},null,null,0,0,0,0,0,0]
[null,1168,49,2,{"$f":"Daten!L1197","v":0},{"$f":"Daten!M1197","v":0},null,null,0,0,0,0,0,0]
[null,1169,49,2,{"$f":"Daten!L1198","v":0},{"$f":"Daten!M1198","v":0},null,null,0,0,0,0,0,0]
[null,1170,49,2,{"$f":"Daten!L1199","v":0},{"$f":"Daten!M1199","v":0},null,null,0,0,0,0,0,0]
[null,1171,49,2,{"$f":"Daten!L1200","v":0},{"$f":"Daten!M1200","v":0},null,null,0,0,0,0,0,0]
[null,1172,49,2,{"$f":"Daten!L1201","v":0},{"$f":"Daten!M1201","v":0},null,null,0,0,0,0,0,0]
[null,1173,49,2,{"$f":"Daten!L1202","v":0},{"$f":"Daten!M1202","v":0},null,null,0,0,0,0,0,0]
[null,1174,49,2,{"$f":"Daten!L1203","v":0},{"$f":"Daten!M1203","v":0},null,null,0,0,0,0,0,0]
[null,1175,49,2,{"$f":"Daten!L1204","v":0},{"$f":"Daten!M1204","v":0},null,null,0,0,0,0,0,0]
[null,1176,49,2,{"$f":"Daten!L1205","v":0},{"$f":"Daten!M1205","v":0},null,null,0,0,0,0,0,0]
[null,1177,50,2,{"$f":"Daten!L1206","v":0},{"$f":"Daten!M1206","v":0},null,null,0,0,0,0,0,0]
[null,1178,50,2,{"$f":"Daten!L1207","v":0},{"$f":"Daten!M1207","v":0},null,null,0,0,0,0,0,0]
[null,1179,50,2,{"$f":"Daten!L1208","v":0},{"$f":"Daten!M1208","v":0},null,null,0,0,0,0,0,0]
[null,1180,50,2,{"$f":"Daten!L1209","v":0},{"$f":"Daten!M1209","v":0},null,null,0,0,0,0,0,0]
[null,1181,50,2,{"$f":"Daten!L1210","v":0},{"$f":"Daten!M1210","v":0},null,null,0,0,0,0,0,0]
[null,1182,50,2,{"$f":"Daten!L1211","v":0},{"$f":"Daten!M1211","v":0},null,null,0,0,0,0,0,0]
[null,1183,50,2,{"$f":"Daten!L1212","v":0},{"$f":"Daten!M1212","v":0},null,null,0,0,0,0,0,0]
[null,1184,50,2,{"$f":"Daten!L1213","v":0},{"$f":"Daten!M1213","v":0},null,null,0,0,0,0,0,0]
[null,1185,50,2,{"$f":"Daten!L1214","v":0},{"$f":"Daten!M1214","v":0},null,null,0,0,0,0,0,0]
[null,1186,50,2,{"$f":"Daten!L1215","v":0},{"$f":"Daten!M1215","v":0},null,null,0,0,0,0,0,0]
[null,1187,50,2,{"$f":"Daten!L1216","v":0},{"$f":"Daten!M1216","v":0},null,null,0,0,0,0,0,0]
[null,1188,50,2,{"$f":"Daten!L1217","v":0},{"$f":"Daten!M1217","v":0},null,null,0,0,0,0,0,0]
[null,1189,50,2,{"$f":"Daten!L1218","v":0},{"$f":"Daten!M1218","v":0},null,null,0,0,0,0,0,0]
[null,1190,50,2,{"$f":"Daten!L1219","v":0},{"$f":"Daten!M1219","v":0},null,null,0,0,0,0,0,0]
[null,1191,50,2,{"$f":"Daten!L1220","v":0},{"$f":"Daten!M1220","v":0},null,null,0,0,0,0,0,0]
[null,1192,50,2,{"$f":"Daten!L1221","v":0},{"$f":"Daten!M1221","v":0},null,null,0,0,0,0,0,0]
[null,1193,50,2,{"$f":"Daten!L1222","v":0},{"$f":"Daten!M1222","v":0},null,null,0,0,0,0,0,0]
[null,1194,50,2,{"$f":"Daten!L1223","v":0},{"$f":"Daten!M1223","v":0},null,null,0,0,0,0,0,0]
[null,1195,50,2,{"$f":"Daten!L1224","v":0},{"$f":"Daten!M1224","v":0},null,null,0,0,0,0,0,0]
[null,1196,50,2,{"$f":"Daten!L1225","v":0},{"$f":"Daten!M1225","v":0},null,null,0,0,0,0,0,0]
[null,1197,50,2,{"$f":"Daten!L1226","v":0},{"$f":"Daten!M1226","v":0},null,null,0,0,0,0,0,0]
[null,1198,50,2,{"$f":"Daten!L1227","v":0},{"$f":"Daten!M1227","v":0},null,null,0,0,0,0,0,0]
[null,1199,50,2,{"$f":"Daten!L1228","v":0},{"$f":"Daten!M1228","v":0},null,null,0,0,0,0,0,0]
[null,1200,50,2,{"$f":"Daten!L1229","v":0},{"$f":"Daten!M1229","v":0},null,null,0,0,0,0,0,0]
[null,1201,51,2,{"$f":"Daten!L1230","v":0},{"$f":"Daten!M1230","v":0},null,null,0,0,0,0,0,0]
[null,1202,51,2,{"$f":"Daten!L1231","v":0},{"$f":"Daten!M1231","v":0},null,null,0,0,0,0,0,0]
[null,1203,51,2,{"$f":"Daten!L1232","v":0},{"$f":"Daten!M1232","v":0},null,null,0,0,0,0,0,0]
[null,1204,51,2,{"$f":"Daten!L1233","v":0},{"$f":"Daten!M1233","v":0},null,null,0,0,0,0,0,0]
[null,1205,51,2,{"$f":"Daten!L1234","v":0},{"$f":"Daten!M1234","v":0},null,null,0,0,0,0,0,0]
[null,1206,51,2,{"$f":"Daten!L1235","v":0},{"$f":"Daten!M1235","v":0},null,null,0,0,0,0,0,0]
[null,1207,51,2,{"$f":"Daten!L1236","v":0},{"$f":"Daten!M1236","v":0},null,null,0,0,0,0,0,0]
[null,1208,51,2,{"$f":"Daten!L1237","v":0},{"$f":"Daten!M1237","v":0},null,null,0,0,0,0,0,0]
[null,1209,51,2,{"$f":"Daten!L1238","v":0},{"$f":"Daten!M1238","v":0},null,null,0,0,0,0,0,0]
[null,1210,51,2,{"$f":"Daten!L1239","v":0},{"$f":"Daten!M1239","v":0},null,null,0,0,0,0,0,0]
[null,1211,51,2,{"$f":"Daten!L1240","v":0},{"$f":"Daten!M1240","v":0},null,null,0,0,0,0,0,0]
[null,1212,51,2,{"$f":"Daten!L1241","v":0},{"$f":"Daten!M1241","v":0},null,null,0,0,0,0,0,0]
[null,1213,51,2,{"$f":"Daten!L1242","v":0},{"$f":"Daten!M1242","v":0},null,null,0,0,0,0,0,0]
[null,1214,51,2,{"$f":"Daten!L1243","v":0},{"$f":"Daten!M1243","v":0},null,null,0,0,0,0,0,0]
[null,1215,51,2,{"$f":"Daten!L1244","v":0},{"$f":"Daten!M1244","v":0},null,null,0,0,0,0,0,0]
[null,1216,51,2,{"$f":"Daten!L1245","v":0},{"$f":"Daten!M1245","v":0},null,null,0,0,0,0,0,0]
[null,1217,51,2,{"$f":"Daten!L1246","v":0},{"$f":"Daten!M1246","v":0},null,null,0,0,0,0,0,{"$f":"IF(L1233>0,I1233+L1233*Wirkungsgrad,I1233+L1233)","v":0}]
[null,1218,{"$f":"CEILING(B1234/24,1)","v":51},{"$f":"MONTH(C1234)","v":2},{"$f":"Daten!L1247","v":0},{"$f":"Daten!M1247","v":0},null,null,0,{"$f":"MIN(E1234,F1234+I1234)","v":0},{"$f":"E1234-J1234","v":0},{"$f":"MIN((F1234-J1234),0-I1234)","v":0},{"$f":"F1234-(J1234+L1234)","v":0},0]
[null,1219,51,2,{"$f":"Daten!L1248","v":0},{"$f":"Daten!M1248","v":0},null,null,{"$f":"N1234","v":0},0,0,0,0,0]
[null,1220,51,2,{"$f":"Daten!L1249","v":0},{"$f":"Daten!M1249","v":0},null,null,0,0,0,0,0,0]
[null,1221,51,2,{"$f":"Daten!L1250","v":0},{"$f":"Daten!M1250","v":0},null,null,0,0,0,0,0,0]
[null,1222,51,2,{"$f":"Daten!L1251","v":0},{"$f":"Daten!M1251","v":0},null,null,0,0,0,0,0,0]
[null,1223,51,2,{"$f":"Daten!L1252","v":0},{"$f":"Daten!M1252","v":0},null,null,0,0,0,0,0,0]
[null,1224,51,2,{"$f":"Daten!L1253","v":0},{"$f":"Daten!M1253","v":0},null,null,0,0,0,0,0,0]
[null,1225,52,2,{"$f":"Daten!L1254","v":0},{"$f":"Daten!M1254","v":0},null,null,0,0,0,0,0,0]
[null,1226,52,2,{"$f":"Daten!L1255","v":0},{"$f":"Daten!M1255","v":0},null,null,0,0,0,0,0,0]
[null,1227,52,2,{"$f":"Daten!L1256","v":0},{"$f":"Daten!M1256","v":0},null,null,0,0,0,0,0,0]
[null,1228,52,2,{"$f":"Daten!L1257","v":0},{"$f":"Daten!M1257","v":0},null,null,0,0,0,0,0,0]
[null,1229,52,2,{"$f":"Daten!L1258","v":0},{"$f":"Daten!M1258","v":0},null,null,0,0,0,0,0,0]
[null,1230,52,2,{"$f":"Daten!L1259","v":0},{"$f":"Daten!M1259","v":0},null,null,0,0,0,0,0,0]
[null,1231,52,2,{"$f":"Daten!L1260","v":0},{"$f":"Daten!M1260","v":0},null,null,0,0,0,0,0,0]
[null,1232,52,2,{"$f":"Daten!L1261","v":0},{"$f":"Daten!M1261","v":0},null,null,0,0,0,0,0,0]
[null,1233,52,2,{"$f":"Daten!L1262","v":0},{"$f":"Daten!M1262","v":0},null,null,0,0,0,0,0,0]
[null,1234,52,2,{"$f":"Daten!L1263","v":0},{"$f":"Daten!M1263","v":0},null,null,0,0,0,0,0,0]
[null,1235,52,2,{"$f":"Daten!L1264","v":0},{"$f":"Daten!M1264","v":0},null,null,0,0,0,0,0,0]
[null,1236,52,2,{"$f":"Daten!L1265","v":0},{"$f":"Daten!M1265","v":0},null,null,0,0,0,0,0,0]
[null,1237,52,2,{"$f":"Daten!L1266","v":0},{"$f":"Daten!M1266","v":0},null,null,0,0,0,0,0,0]
[null,1238,52,2,{"$f":"Daten!L1267","v":0},{"$f":"Daten!M1267","v":0},null,null,0,0,0,0,0,0]
[null,1239,52,2,{"$f":"Daten!L1268","v":0},{"$f":"Daten!M1268","v":0},null,null,0,0,0,0,0,0]
[null,1240,52,2,{"$f":"Daten!L1269","v":0},{"$f":"Daten!M1269","v":0},null,null,0,0,0,0,0,0]
[null,1241,52,2,{"$f":"Daten!L1270","v":0},{"$f":"Daten!M1270","v":0},null,null,0,0,0,0,0,0]
[null,1242,52,2,{"$f":"Daten!L1271","v":0},{"$f":"Daten!M1271","v":0},null,null,0,0,0,0,0,0]
[null,1243,52,2,{"$f":"Daten!L1272","v":0},{"$f":"Daten!M1272","v":0},null,null,0,0,0,0,0,0]
[null,1244,52,2,{"$f":"Daten!L1273","v":0},{"$f":"Daten!M1273","v":0},null,null,0,0,0,0,0,0]
[null,1245,52,2,{"$f":"Daten!L1274","v":0},{"$f":"Daten!M1274","v":0},null,null,0,0,0,0,0,0]
[null,1246,52,2,{"$f":"Daten!L1275","v":0},{"$f":"Daten!M1275","v":0},null,null,0,0,0,0,0,0]
[null,1247,52,2,{"$f":"Daten!L1276","v":0},{"$f":"Daten!M1276","v":0},null,null,0,0,0,0,0,0]
[null,1248,52,2,{"$f":"Daten!L1277","v":0},{"$f":"Daten!M1277","v":0},null,null,0,0,0,0,0,0]
[null,1249,53,2,{"$f":"Daten!L1278","v":0},{"$f":"Daten!M1278","v":0},null,null,0,0,0,0,0,0]
[null,1250,53,2,{"$f":"Daten!L1279","v":0},{"$f":"Daten!M1279","v":0},null,null,0,0,0,0,0,0]
[null,1251,53,2,{"$f":"Daten!L1280","v":0},{"$f":"Daten!M1280","v":0},null,null,0,0,0,0,0,0]
[null,1252,53,2,{"$f":"Daten!L1281","v":0},{"$f":"Daten!M1281","v":0},null,null,0,0,0,0,0,0]
[null,1253,53,2,{"$f":"Daten!L1282","v":0},{"$f":"Daten!M1282","v":0},null,null,0,0,0,0,0,0]
[null,1254,53,2,{"$f":"Daten!L1283","v":0},{"$f":"Daten!M1283","v":0},null,null,0,0,0,0,0,0]
[null,1255,53,2,{"$f":"Daten!L1284","v":0},{"$f":"Daten!M1284","v":0},null,null,0,0,0,0,0,0]
[null,1256,53,2,{"$f":"Daten!L1285","v":0},{"$f":"Daten!M1285","v":0},null,null,0,0,0,0,0,0]
[null,1257,53,2,{"$f":"Daten!L1286","v":0},{"$f":"Daten!M1286","v":0},null,null,0,0,0,0,0,0]
[null,1258,53,2,{"$f":"Daten!L1287","v":0},{"$f":"Daten!M1287","v":0},null,null,0,0,0,0,0,0]
[null,1259,53,2,{"$f":"Daten!L1288","v":0},{"$f":"Daten!M1288","v":0},null,null,0,0,0,0,0,0]
[null,1260,53,2,{"$f":"Daten!L1289","v":0},{"$f":"Daten!M1289","v":0},null,null,0,0,0,0,0,0]
[null,1261,53,2,{"$f":"Daten!L1290","v":0},{"$f":"Daten!M1290","v":0},null,null,0,0,0,0,0,0]
[null,1262,53,2,{"$f":"Daten!L1291","v":0},{"$f":"Daten!M1291","v":0},null,null,0,0,0,0,0,0]
[null,1263,53,2,{"$f":"Daten!L1292","v":0},{"$f":"Daten!M1292","v":0},null,null,0,0,0,0,0,0]
[null,1264,53,2,{"$f":"Daten!L1293","v":0},{"$f":"Daten!M1293","v":0},null,null,0,0,0,0,0,0]
[null,1265,53,2,{"$f":"Daten!L1294","v":0},{"$f":"Daten!M1294","v":0},null,null,0,0,0,0,0,0]
[null,1266,53,2,{"$f":"Daten!L1295","v":0},{"$f":"Daten!M1295","v":0},null,null,0,0,0,0,0,0]
[null,1267,53,2,{"$f":"Daten!L1296","v":0},{"$f":"Daten!M1296","v":0},null,null,0,0,0,0,0,0]
[null,1268,53,2,{"$f":"Daten!L1297","v":0},{"$f":"Daten!M1297","v":0},null,null,0,0,0,0,0,0]
[null,1269,53,2,{"$f":"Daten!L1298","v":0},{"$f":"Daten!M1298","v":0},null,null,0,0,0,0,0,0]
[null,1270,53,2,{"$f":"Daten!L1299","v":0},{"$f":"Daten!M1299","v":0},null,null,0,0,0,0,0,0]
[null,1271,53,2,{"$f":"Daten!L1300","v":0},{"$f":"Daten!M1300","v":0},null,null,0,0,0,0,0,0]
[null,1272,53,2,{"$f":"Daten!L1301","v":0},{"$f":"Daten!M1301","v":0},null,null,0,0,0,0,0,0]
[null,1273,54,2,{"$f":"Daten!L1302","v":0},{"$f":"Daten!M1302","v":0},null,null,0,0,0,0,0,0]
[null,1274,54,2,{"$f":"Daten!L1303","v":0},{"$f":"Daten!M1303","v":0},null,null,0,0,0,0,0,0]
[null,1275,54,2,{"$f":"Daten!L1304","v":0},{"$f":"Daten!M1304","v":0},null,null,0,0,0,0,0,0]
[null,1276,54,2,{"$f":"Daten!L1305","v":0},{"$f":"Daten!M1305","v":0},null,null,0,0,0,0,0,0]
[null,1277,54,2,{"$f":"Daten!L1306","v":0},{"$f":"Daten!M1306","v":0},null,null,0,0,0,0,0,0]
[null,1278,54,2,{"$f":"Daten!L1307","v":0},{"$f":"Daten!M1307","v":0},null,null,0,0,0,0,0,0]
[null,1279,54,2,{"$f":"Daten!L1308","v":0},{"$f":"Daten!M1308","v":0},null,null,0,0,0,0,0,0]
[null,1280,54,2,{"$f":"Daten!L1309","v":0},{"$f":"Daten!M1309","v":0},null,null,0,0,0,0,0,0]
[null,1281,54,2,{"$f":"Daten!L1310","v":0},{"$f":"Daten!M1310","v":0},null,null,0,0,0,0,0,{"$f":"IF(L1297>0,I1297+L1297*Wirkungsgrad,I1297+L1297)","v":0}]
[null,1282,{"$f":"CEILING(B1298/24,1)","v":54},{"$f":"MONTH(C1298)","v":2},{"$f":"Daten!L1311","v":0},{"$f":"Daten!M1311","v":0},null,null,0,{"$f":"MIN(E1298,F1298+I1298)","v":0},{"$f":"E1298-J1298","v":0},{"$f":"MIN((F1298-J1298),0-I1298)","v":0},{"$f":"F1298-(J1298+L1298)","v":0},0]
[null,1283,54,2,{"$f":"Daten!L1312","v":0},{"$f":"Daten!M1312","v":0},null,null,{"$f":"N1298","v":0},0,0,0,0,0]
[null,1284,54,2,{"$f":"Daten!L1313","v":0},{"$f":"Daten!M1313","v":0},null,null,0,0,0,0,0,0]
[null,1285,54,2,{"$f":"Daten!L1314","v":0},{"$f":"Daten!M1314","v":0},null,null,0,0,0,0,0,0]
[null,1286,54,2,{"$f":"Daten!L1315","v":0},{"$f":"Daten!M1315","v":0},null,null,0,0,0,0,0,0]
[null,1287,54,2,{"$f":"Daten!L1316","v":0},{"$f":"Daten!M1316","v":0},null,null,0,0,0,0,0,0]
[null,1288,54,2,{"$f":"Daten!L1317","v":0},{"$f":"Daten!M1317","v":0},null,null,0,0,0,0,0,0]
[null,1289,54,2,{"$f":"Daten!L1318","v":0},{"$f":"Daten!M1318","v":0},null,null,0,0,0,0,0,0]
[null,1290,54,2,{"$f":"Daten!L1319","v":0},{"$f":"Daten!M1319","v":0},null,null,0,0,0,0,0,0]
[null,1291,54,2,{"$f":"Daten!L1320","v":0},{"$f":"Daten!M1320","v":0},null,null,0,0,0,0,0,0]
[null,1292,54,2,{"$f":"Daten!L1321","v":0},{"$f":"Daten!M1321","v":0},null,null,0,0,0,0,0,0]
[null,1293,54,2,{"$f":"Daten!L1322","v":0},{"$f":"Daten!M1322","v":0},null,null,0,0,0,0,0,0]
[null,1294,54,2,{"$f":"Daten!L1323","v":0},{"$f":"Daten!M1323","v":0},null,null,0,0,0,0,0,0]
[null,1295,54,2,{"$f":"Daten!L1324","v":0},{"$f":"Daten!M1324","v":0},null,null,0,0,0,0,0,0]
[null,1296,54,2,{"$f":"Daten!L1325","v":0},{"$f":"Daten!M1325","v":0},null,null,0,0,0,0,0,0]
[null,1297,55,2,{"$f":"Daten!L1326","v":0},{"$f":"Daten!M1326","v":0},null,null,0,0,0,0,0,0]
[null,1298,55,2,{"$f":"Daten!L1327","v":0},{"$f":"Daten!M1327","v":0},null,null,0,0,0,0,0,0]
[null,1299,55,2,{"$f":"Daten!L1328","v":0},{"$f":"Daten!M1328","v":0},null,null,0,0,0,0,0,0]
[null,1300,55,2,{"$f":"Daten!L1329","v":0},{"$f":"Daten!M1329","v":0},null,null,0,0,0,0,0,0]
[null,1301,55,2,{"$f":"Daten!L1330","v":0},{"$f":"Daten!M1330","v":0},null,null,0,0,0,0,0,0]
[null,1302,55,2,{"$f":"Daten!L1331","v":0},{"$f":"Daten!M1331","v":0},null,null,0,0,0,0,0,0]
[null,1303,55,2,{"$f":"Daten!L1332","v":0},{"$f":"Daten!M1332","v":0},null,null,0,0,0,0,0,0]
[null,1304,55,2,{"$f":"Daten!L1333","v":0},{"$f":"Daten!M1333","v":0},null,null,0,0,0,0,0,0]
[null,1305,55,2,{"$f":"Daten!L1334","v":0},{"$f":"Daten!M1334","v":0},null,null,0,0,0,0,0,0]
[null,1306,55,2,{"$f":"Daten!L1335","v":0},{"$f":"Daten!M1335","v":0},null,null,0,0,0,0,0,0]
[null,1307,55,2,{"$f":"Daten!L1336","v":0},{"$f":"Daten!M1336","v":0},null,null,0,0,0,0,0,0]
[null,1308,55,2,{"$f":"Daten!L1337","v":0},{"$f":"Daten!M1337","v":0},null,null,0,0,0,0,0,0]
[null,1309,55,2,{"$f":"Daten!L1338","v":0},{"$f":"Daten!M1338","v":0},null,null,0,0,0,0,0,0]
[null,1310,55,2,{"$f":"Daten!L1339","v":0},{"$f":"Daten!M1339","v":0},null,null,0,0,0,0,0,0]
[null,1311,55,2,{"$f":"Daten!L1340","v":0},{"$f":"Daten!M1340","v":0},null,null,0,0,0,0,0,0]
[null,1312,55,2,{"$f":"Daten!L1341","v":0},{"$f":"Daten!M1341","v":0},null,null,0,0,0,0,0,0]
[null,1313,55,2,{"$f":"Daten!L1342","v":0},{"$f":"Daten!M1342","v":0},null,null,0,0,0,0,0,0]
[null,1314,55,2,{"$f":"Daten!L1343","v":0},{"$f":"Daten!M1343","v":0},null,null,0,0,0,0,0,0]
[null,1315,55,2,{"$f":"Daten!L1344","v":0},{"$f":"Daten!M1344","v":0},null,null,0,0,0,0,0,0]
[null,1316,55,2,{"$f":"Daten!L1345","v":0},{"$f":"Daten!M1345","v":0},null,null,0,0,0,0,0,0]
[null,1317,55,2,{"$f":"Daten!L1346","v":0},{"$f":"Daten!M1346","v":0},null,null,0,0,0,0,0,0]
[null,1318,55,2,{"$f":"Daten!L1347","v":0},{"$f":"Daten!M1347","v":0},null,null,0,0,0,0,0,0]
[null,1319,55,2,{"$f":"Daten!L1348","v":0},{"$f":"Daten!M1348","v":0},null,null,0,0,0,0,0,0]
[null,1320,55,2,{"$f":"Daten!L1349","v":0},{"$f":"Daten!M1349","v":0},null,null,0,0,0,0,0,0]
[null,1321,56,2,{"$f":"Daten!L1350","v":0},{"$f":"Daten!M1350","v":0},null,null,0,0,0,0,0,0]
[null,1322,56,2,{"$f":"Daten!L1351","v":0},{"$f":"Daten!M1351","v":0},null,null,0,0,0,0,0,0]
[null,1323,56,2,{"$f":"Daten!L1352","v":0},{"$f":"Daten!M1352","v":0},null,null,0,0,0,0,0,0]
[null,1324,56,2,{"$f":"Daten!L1353","v":0},{"$f":"Daten!M1353","v":0},null,null,0,0,0,0,0,0]
[null,1325,56,2,{"$f":"Daten!L1354","v":0},{"$f":"Daten!M1354","v":0},null,null,0,0,0,0,0,0]
[null,1326,56,2,{"$f":"Daten!L1355","v":0},{"$f":"Daten!M1355","v":0},null,null,0,0,0,0,0,0]
[null,1327,56,2,{"$f":"Daten!L1356","v":0},{"$f":"Daten!M1356","v":0},null,null,0,0,0,0,0,0]
[null,1328,56,2,{"$f":"Daten!L1357","v":0},{"$f":"Daten!M1357","v":0},null,null,0,0,0,0,0,0]
[null,1329,56,2,{"$f":"Daten!L1358","v":0},{"$f":"Daten!M1358","v":0},null,null,0,0,0,0,0,0]
[null,1330,56,2,{"$f":"Daten!L1359","v":0},{"$f":"Daten!M1359","v":0},null,null,0,0,0,0,0,0]
[null,1331,56,2,{"$f":"Daten!L1360","v":0},{"$f":"Daten!M1360","v":0},null,null,0,0,0,0,0,0]
[null,1332,56,2,{"$f":"Daten!L1361","v":0},{"$f":"Daten!M1361","v":0},null,null,0,0,0,0,0,0]
[null,1333,56,2,{"$f":"Daten!L1362","v":0},{"$f":"Daten!M1362","v":0},null,null,0,0,0,0,0,0]
[null,1334,56,2,{"$f":"Daten!L1363","v":0},{"$f":"Daten!M1363","v":0},null,null,0,0,0,0,0,0]
[null,1335,56,2,{"$f":"Daten!L1364","v":0},{"$f":"Daten!M1364","v":0},null,null,0,0,0,0,0,0]
[null,1336,56,2,{"$f":"Daten!L1365","v":0},{"$f":"Daten!M1365","v":0},null,null,0,0,0,0,0,0]
[null,1337,56,2,{"$f":"Daten!L1366","v":0},{"$f":"Daten!M1366","v":0},null,null,0,0,0,0,0,0]
[null,1338,56,2,{"$f":"Daten!L1367","v":0},{"$f":"Daten!M1367","v":0},null,null,0,0,0,0,0,0]
[null,1339,56,2,{"$f":"Daten!L1368","v":0},{"$f":"Daten!M1368","v":0},null,null,0,0,0,0,0,0]
[null,1340,56,2,{"$f":"Daten!L1369","v":0},{"$f":"Daten!M1369","v":0},null,null,0,0,0,0,0,0]
[null,1341,56,2,{"$f":"Daten!L1370","v":0},{"$f":"Daten!M1370","v":0},null,null,0,0,0,0,0,0]
[null,1342,56,2,{"$f":"Daten!L1371","v":0},{"$f":"Daten!M1371","v":0},null,null,0,0,0,0,0,0]
[null,1343,56,2,{"$f":"Daten!L1372","v":0},{"$f":"Daten!M1372","v":0},null,null,0,0,0,0,0,0]
[null,1344,56,2,{"$f":"Daten!L1373","v":0},{"$f":"Daten!M1373","v":0},null,null,0,0,0,0,0,0]
[null,1345,57,2,{"$f":"Daten!L1374","v":0},{"$f":"Daten!M1374","v":0},null,null,0,0,0,0,0,{"$f":"IF(L1361>0,I1361+L1361*Wirkungsgrad,I1361+L1361)","v":0}]
[null,1346,{"$f":"CEILING(B1362/24,1)","v":57},{"$f":"MONTH(C1362)","v":2},{"$f":"Daten!L1375","v":0},{"$f":"Daten!M1375","v":0},null,null,0,{"$f":"MIN(E1362,F1362+I1362)","v":0},{"$f":"E1362-J1362","v":0},{"$f":"MIN((F1362-J1362),0-I1362)","v":0},{"$f":"F1362-(J1362+L1362)","v":0},0]
[null,1347,57,2,{"$f":"Daten!L1376","v":0},{"$f":"Daten!M1376","v":0},null,null,{"$f":"N1362","v":0},0,0,0,0,0]
[null,1348,57,2,{"$f":"Daten!L1377","v":0},{"$f":"Daten!M1377","v":0},null,null,0,0,0,0,0,0]
[null,1349,57,2,{"$f":"Daten!L1378","v":0},{"$f":"Daten!M1378","v":0},null,null,0,0,0,0,0,0]
[null,1350,57,2,{"$f":"Daten!L1379","v":0},{"$f":"Daten!M1379","v":0},null,null,0,0,0,0,0,0]
[null,1351,57,2,{"$f":"Daten!L1380","v":0},{"$f":"Daten!M1380","v":0},null,null,0,0,0,0,0,0]
[null,1352,57,2,{"$f":"Daten!L1381","v":0},{"$f":"Daten!M1381","v":0},null,null,0,0,0,0,0,0]
[null,1353,57,2,{"$f":"Daten!L1382","v":0},{"$f":"Daten!M1382","v":0},null,null,0,0,0,0,0,0]
[null,1354,57,2,{"$f":"Daten!L1383","v":0},{"$f":"Daten!M1383","v":0},null,null,0,0,0,0,0,0]
[null,1355,57,2,{"$f":"Daten!L1384","v":0},{"$f":"Daten!M1384","v":0},null,null,0,0,0,0,0,0]
[null,1356,57,2,{"$f":"Daten!L1385","v":0},{"$f":"Daten!M1385","v":0},null,null,0,0,0,0,0,0]
[null,1357,57,2,{"$f":"Daten!L1386","v":0},{"$f":"Daten!M1386","v":0},null,null,0,0,0,0,0,0]
[null,1358,57,2,{"$f":"Daten!L1387","v":0},{"$f":"Daten!M1387","v":0},null,null,0,0,0,0,0,0]
[null,1359,57,2,{"$f":"Daten!L1388","v":0},{"$f":"Daten!M1388","v":0},null,null,0,0,0,0,0,0]
[null,1360,57,2,{"$f":"Daten!L1389","v":0},{"$f":"Daten!M1389","v":0},null,null,0,0,0,0,0,0]
[null,1361,57,2,{"$f":"Daten!L1390","v":0},{"$f":"Daten!M1390","v":0},null,null,0,0,0,0,0,0]
[null,1362,57,2,{"$f":"Daten!L1391","v":0},{"$f":"Daten!M1391","v":0},null,null,0,0,0,0,0,0]
[null,1363,57,2,{"$f":"Daten!L1392","v":0},{"$f":"Daten!M1392","v":0},null,null,0,0,0,0,0,0]
[null,1364,57,2,{"$f":"Daten!L1393","v":0},{"$f":"Daten!M1393","v":0},null,null,0,0,0,0,0,0]
[null,1365,57,2,{"$f":"Daten!L1394","v":0},{"$f":"Daten!M1394","v":0},null,null,0,0,0,0,0,0]
[null,1366,57,2,{"$f":"Daten!L1395","v":0},{"$f":"Daten!M1395","v":0},null,null,0,0,0,0,0,0]
[null,1367,57,2,{"$f":"Daten!L1396","v":0},{"$f":"Daten!M1396","v":0},null,null,0,0,0,0,0,0]
[null,1368,57,2,{"$f":"Daten!L1397","v":0},{"$f":"Daten!M1397","v":0},null,null,0,0,0,0,0,0]
[null,1369,58,2,{"$f":"Daten!L1398","v":0},{"$f":"Daten!M1398","v":0},null,null,0,0,0,0,0,0]
[null,1370,58,2,{"$f":"Daten!L1399","v":0},{"$f":"Daten!M1399","v":0},null,null,0,0,0,0,0,0]
[null,1371,58,2,{"$f":"Daten!L1400","v":0},{"$f":"Daten!M1400","v":0},null,null,0,0,0,0,0,0]
[null,1372,58,2,{"$f":"Daten!L1401","v":0},{"$f":"Daten!M1401","v":0},null,null,0,0,0,0,0,0]
[null,1373,58,2,{"$f":"Daten!L1402","v":0},{"$f":"Daten!M1402","v":0},null,null,0,0,0,0,0,0]
[null,1374,58,2,{"$f":"Daten!L1403","v":0},{"$f":"Daten!M1403","v":0},null,null,0,0,0,0,0,0]
[null,1375,58,2,{"$f":"Daten!L1404","v":0},{"$f":"Daten!M1404","v":0},null,null,0,0,0,0,0,0]
[null,1376,58,2,{"$f":"Daten!L1405","v":0},{"$f":"Daten!M1405","v":0},null,null,0,0,0,0,0,0]
[null,1377,58,2,{"$f":"Daten!L1406","v":0},{"$f":"Daten!M1406","v":0},null,null,0,0,0,0,0,0]
[null,1378,58,2,{"$f":"Daten!L1407","v":0},{"$f":"Daten!M1407","v":0},null,null,0,0,0,0,0,0]
[null,1379,58,2,{"$f":"Daten!L1408","v":0},{"$f":"Daten!M1408","v":0},null,null,0,0,0,0,0,0]
[null,1380,58,2,{"$f":"Daten!L1409","v":0},{"$f":"Daten!M1409","v":0},null,null,0,0,0,0,0,0]
[null,1381,58,2,{"$f":"Daten!L1410","v":0},{"$f":"Daten!M1410","v":0},null,null,0,0,0,0,0,0]
[null,1382,58,2,{"$f":"Daten!L1411","v":0},{"$f":"Daten!M1411","v":0},null,null,0,0,0,0,0,0]
[null,1383,58,2,{"$f":"Daten!L1412","v":0},{"$f":"Daten!M1412","v":0},null,null,0,0,0,0,0,0]
[null,1384,58,2,{"$f":"Daten!L1413","v":0},{"$f":"Daten!M1413","v":0},null,null,0,0,0,0,0,0]
[null,1385,58,2,{"$f":"Daten!L1414","v":0},{"$f":"Daten!M1414","v":0},null,null,0,0,0,0,0,0]
[null,1386,58,2,{"$f":"Daten!L1415","v":0},{"$f":"Daten!M1415","v":0},null,null,0,0,0,0,0,0]
[null,1387,58,2,{"$f":"Daten!L1416","v":0},{"$f":"Daten!M1416","v":0},null,null,0,0,0,0,0,0]
[null,1388,58,2,{"$f":"Daten!L1417","v":0},{"$f":"Daten!M1417","v":0},null,null,0,0,0,0,0,0]
[null,1389,58,2,{"$f":"Daten!L1418","v":0},{"$f":"Daten!M1418","v":0},null,null,0,0,0,0,0,0]
[null,1390,58,2,{"$f":"Daten!L1419","v":0},{"$f":"Daten!M1419","v":0},null,null,0,0,0,0,0,0]
[null,1391,58,2,{"$f":"Daten!L1420","v":0},{"$f":"Daten!M1420","v":0},null,null,0,0,0,0,0,0]
[null,1392,58,2,{"$f":"Daten!L1421","v":0},{"$f":"Daten!M1421","v":0},null,null,0,0,0,0,0,0]
[null,1393,59,2,{"$f":"Daten!L1422","v":0},{"$f":"Daten!M1422","v":0},null,null,0,0,0,0,0,0]
[null,1394,59,2,{"$f":"Daten!L1423","v":0},{"$f":"Daten!M1423","v":0},null,null,0,0,0,0,0,0]
[null,1395,59,2,{"$f":"Daten!L1424","v":0},{"$f":"Daten!M1424","v":0},null,null,0,0,0,0,0,0]
[null,1396,59,2,{"$f":"Daten!L1425","v":0},{"$f":"Daten!M1425","v":0},null,null,0,0,0,0,0,0]
[null,1397,59,2,{"$f":"Daten!L1426","v":0},{"$f":"Daten!M1426","v":0},null,null,0,0,0,0,0,0]
[null,1398,59,2,{"$f":"Daten!L1427","v":0},{"$f":"Daten!M1427","v":0},null,null,0,0,0,0,0,0]
[null,1399,59,2,{"$f":"Daten!L1428","v":0},{"$f":"Daten!M1428","v":0},null,null,0,0,0,0,0,0]
[null,1400,59,2,{"$f":"Daten!L1429","v":0},{"$f":"Daten!M1429","v":0},null,null,0,0,0,0,0,0]
[null,1401,59,2,{"$f":"Daten!L1430","v":0},{"$f":"Daten!M1430","v":0},null,null,0,0,0,0,0,0]
[null,1402,59,2,{"$f":"Daten!L1431","v":0},{"$f":"Daten!M1431","v":0},null,null,0,0,0,0,0,0]
[null,1403,59,2,{"$f":"Daten!L1432","v":0},{"$f":"Daten!M1432","v":0},null,null,0,0,0,0,0,0]
[null,1404,59,2,{"$f":"Daten!L1433","v":0},{"$f":"Daten!M1433","v":0},null,null,0,0,0,0,0,0]
[null,1405,59,2,{"$f":"Daten!L1434","v":0},{"$f":"Daten!M1434","v":0},null,null,0,0,0,0,0,0]
[null,1406,59,2,{"$f":"Daten!L1435","v":0},{"$f":"Daten!M1435","v":0},null,null,0,0,0,0,0,0]
[null,1407,59,2,{"$f":"Daten!L1436","v":0},{"$f":"Daten!M1436","v":0},null,null,0,0,0,0,0,0]
[null,1408,59,2,{"$f":"Daten!L1437","v":0},{"$f":"Daten!M1437","v":0},null,null,0,0,0,0,0,0]
[null,1409,59,2,{"$f":"Daten!L1438","v":0},{"$f":"Daten!M1438","v":0},null,null,0,0,0,0,0,{"$f":"IF(L1425>0,I1425+L1425*Wirkungsgrad,I1425+L1425)","v":0}]
[null,1410,{"$f":"CEILING(B1426/24,1)","v":59},{"$f":"MONTH(C1426)","v":2},{"$f":"Daten!L1439","v":0},{"$f":"Daten!M1439","v":0},null,null,0,{"$f":"MIN(E1426,F1426+I1426)","v":0},{"$f":"E1426-J1426","v":0},{"$f":"MIN((F1426-J1426),0-I1426)","v":0},{"$f":"F1426-(J1426+L1426)","v":0},0]
[null,1411,59,2,{"$f":"Daten!L1440","v":0},{"$f":"Daten!M1440","v":0},null,null,{"$f":"N1426","v":0},0,0,0,0,0]
[null,1412,59,2,{"$f":"Daten!L1441","v":0},{"$f":"Daten!M1441","v":0},null,null,0,0,0,0,0,0]
[null,1413,59,2,{"$f":"Daten!L1442","v":0},{"$f":"Daten!M1442","v":0},null,null,0,0,0,0,0,0]
[null,1414,59,2,{"$f":"Daten!L1443","v":0},{"$f":"Daten!M1443","v":0},null,null,0,0,0,0,0,0]
[null,1415,59,2,{"$f":"Daten!L1444","v":0},{"$f":"Daten!M1444","v":0},null,null,0,0,0,0,0,0]
[null,1416,59,2,{"$f":"Daten!L1445","v":0},{"$f":"Daten!M1445","v":0},null,null,0,0,0,0,0,0]
[null,1417,60,2,{"$f":"Daten!L1446","v":0},{"$f":"Daten!M1446","v":0},null,null,0,0,0,0,0,0]
[null,1418,60,2,{"$f":"Daten!L1447","v":0},{"$f":"Daten!M1447","v":0},null,null,0,0,0,0,0,0]
[null,1419,60,2,{"$f":"Daten!L1448","v":0},{"$f":"Daten!M1448","v":0},null,null,0,0,0,0,0,0]
[null,1420,60,2,{"$f":"Daten!L1449","v":0},{"$f":"Daten!M1449","v":0},null,null,0,0,0,0,0,0]
[null,1421,60,2,{"$f":"Daten!L1450","v":0},{"$f":"Daten!M1450","v":0},null,null,0,0,0,0,0,0]
[null,1422,60,2,{"$f":"Daten!L1451","v":0},{"$f":"Daten!M1451","v":0},null,null,0,0,0,0,0,0]
[null,1423,60,2,{"$f":"Daten!L1452","v":0},{"$f":"Daten!M1452","v":0},null,null,0,0,0,0,0,0]
[null,1424,60,2,{"$f":"Daten!L1453","v":0},{"$f":"Daten!M1453","v":0},null,null,0,0,0,0,0,0]
[null,1425,60,2,{"$f":"Daten!L1454","v":0},{"$f":"Daten!M1454","v":0},null,null,0,0,0,0,0,0]
[null,1426,60,2,{"$f":"Daten!L1455","v":0},{"$f":"Daten!M1455","v":0},null,null,0,0,0,0,0,0]
[null,1427,60,2,{"$f":"Daten!L1456","v":0},{"$f":"Daten!M1456","v":0},null,null,0,0,0,0,0,0]
[null,1428,60,2,{"$f":"Daten!L1457","v":0},{"$f":"Daten!M1457","v":0},null,null,0,0,0,0,0,0]
[null,1429,60,2,{"$f":"Daten!L1458","v":0},{"$f":"Daten!M1458","v":0},null,null,0,0,0,0,0,0]
[null,1430,60,2,{"$f":"Daten!L1459","v":0},{"$f":"Daten!M1459","v":0},null,null,0,0,0,0,0,0]
[null,1431,60,2,{"$f":"Daten!L1460","v":0},{"$f":"Daten!M1460","v":0},null,null,0,0,0,0,0,0]
[null,1432,60,2,{"$f":"Daten!L1461","v":0},{"$f":"Daten!M1461","v":0},null,null,0,0,0,0,0,0]
[null,1433,60,2,{"$f":"Daten!L1462","v":0},{"$f":"Daten!M1462","v":0},null,null,0,0,0,0,0,0]
[null,1434,60,2,{"$f":"Daten!L1463","v":0},{"$f":"Daten!M1463","v":0},null,null,0,0,0,0,0,0]
[null,1435,60,2,{"$f":"Daten!L1464","v":0},{"$f":"Daten!M1464","v":0},null,null,0,0,0,0,0,0]
[null,1436,60,2,{"$f":"Daten!L1465","v":0},{"$f":"Daten!M1465","v":0},null,null,0,0,0,0,0,0]
[null,1437,60,2,{"$f":"Daten!L1466","v":0},{"$f":"Daten!M1466","v":0},null,null,0,0,0,0,0,0]
[null,1438,60,2,{"$f":"Daten!L1467","v":0},{"$f":"Daten!M1467","v":0},null,null,0,0,0,0,0,0]
[null,1439,60,2,{"$f":"Daten!L1468","v":0},{"$f":"Daten!M1468","v":0},null,null,0,0,0,0,0,0]
[null,1440,60,2,{"$f":"Daten!L1469","v":0},{"$f":"Daten!M1469","v":0},null,null,0,0,0,0,0,0]
[null,1441,61,3,{"$f":"Daten!L1470","v":0},{"$f":"Daten!M1470","v":0},null,null,0,0,0,0,0,0]
[null,1442,61,3,{"$f":"Daten!L1471","v":0},{"$f":"Daten!M1471","v":0},null,null,0,0,0,0,0,0]
[null,1443,61,3,{"$f":"Daten!L1472","v":0},{"$f":"Daten!M1472","v":0},null,null,0,0,0,0,0,0]
[null,1444,61,3,{"$f":"Daten!L1473","v":0},{"$f":"Daten!M1473","v":0},null,null,0,0,0,0,0,0]
[null,1445,61,3,{"$f":"Daten!L1474","v":0},{"$f":"Daten!M1474","v":0},null,null,0,0,0,0,0,0]
[null,1446,61,3,{"$f":"Daten!L1475","v":0},{"$f":"Daten!M1475","v":0},null,null,0,0,0,0,0,0]
[null,1447,61,3,{"$f":"Daten!L1476","v":0},{"$f":"Daten!M1476","v":0},null,null,0,0,0,0,0,0]
[null,1448,61,3,{"$f":"Daten!L1477","v":0},{"$f":"Daten!M1477","v":0},null,null,0,0,0,0,0,0]
[null,1449,61,3,{"$f":"Daten!L1478","v":0},{"$f":"Daten!M1478","v":0},null,null,0,0,0,0,0,0]
[null,1450,61,3,{"$f":"Daten!L1479","v":0},{"$f":"Daten!M1479","v":0},null,null,0,0,0,0,0,0]
[null,1451,61,3,{"$f":"Daten!L1480","v":0},{"$f":"Daten!M1480","v":0},null,null,0,0,0,0,0,0]
[null,1452,61,3,{"$f":"Daten!L1481","v":0},{"$f":"Daten!M1481","v":0},null,null,0,0,0,0,0,0]
[null,1453,61,3,{"$f":"Daten!L1482","v":0},{"$f":"Daten!M1482","v":0},null,null,0,0,0,0,0,0]
[null,1454,61,3,{"$f":"Daten!L1483","v":0},{"$f":"Daten!M1483","v":0},null,null,0,0,0,0,0,0]
[null,1455,61,3,{"$f":"Daten!L1484","v":0},{"$f":"Daten!M1484","v":0},null,null,0,0,0,0,0,0]
[null,1456,61,3,{"$f":"Daten!L1485","v":0},{"$f":"Daten!M1485","v":0},null,null,0,0,0,0,0,0]
[null,1457,61,3,{"$f":"Daten!L1486","v":0},{"$f":"Daten!M1486","v":0},null,null,0,0,0,0,0,0]
[null,1458,61,3,{"$f":"Daten!L1487","v":0},{"$f":"Daten!M1487","v":0},null,null,0,0,0,0,0,0]
[null,1459,61,3,{"$f":"Daten!L1488","v":0},{"$f":"Daten!M1488","v":0},null,null,0,0,0,0,0,0]
[null,1460,61,3,{"$f":"Daten!L1489","v":0},{"$f":"Daten!M1489","v":0},null,null,0,0,0,0,0,0]
[null,1461,61,3,{"$f":"Daten!L1490","v":0},{"$f":"Daten!M1490","v":0},null,null,0,0,0,0,0,0]
[null,1462,61,3,{"$f":"Daten!L1491","v":0},{"$f":"Daten!M1491","v":0},null,null,0,0,0,0,0,0]
[null,1463,61,3,{"$f":"Daten!L1492","v":0},{"$f":"Daten!M1492","v":0},null,null,0,0,0,0,0,0]
[null,1464,61,3,{"$f":"Daten!L1493","v":0},{"$f":"Daten!M1493","v":0},null,null,0,0,0,0,0,0]
[null,1465,62,3,{"$f":"Daten!L1494","v":0},{"$f":"Daten!M1494","v":0},null,null,0,0,0,0,0,0]
[null,1466,62,3,{"$f":"Daten!L1495","v":0},{"$f":"Daten!M1495","v":0},null,null,0,0,0,0,0,0]
[null,1467,62,3,{"$f":"Daten!L1496","v":0},{"$f":"Daten!M1496","v":0},null,null,0,0,0,0,0,0]
[null,1468,62,3,{"$f":"Daten!L1497","v":0},{"$f":"Daten!M1497","v":0},null,null,0,0,0,0,0,0]
[null,1469,62,3,{"$f":"Daten!L1498","v":0},{"$f":"Daten!M1498","v":0},null,null,0,0,0,0,0,0]
[null,1470,62,3,{"$f":"Daten!L1499","v":0},{"$f":"Daten!M1499","v":0},null,null,0,0,0,0,0,0]
[null,1471,62,3,{"$f":"Daten!L1500","v":0},{"$f":"Daten!M1500","v":0},null,null,0,0,0,0,0,0]
[null,1472,62,3,{"$f":"Daten!L1501","v":0},{"$f":"Daten!M1501","v":0},null,null,0,0,0,0,0,0]
[null,1473,62,3,{"$f":"Daten!L1502","v":0},{"$f":"Daten!M1502","v":0},null,null,0,0,0,0,0,{"$f":"IF(L1489>0,I1489+L1489*Wirkungsgrad,I1489+L1489)","v":0}]
[null,1474,{"$f":"CEILING(B1490/24,1)","v":62},{"$f":"MONTH(C1490)","v":3},{"$f":"Daten!L1503","v":0},{"$f":"Daten!M1503","v":0},null,null,0,{"$f":"MIN(E1490,F1490+I1490)","v":0},{"$f":"E1490-J1490","v":0},{"$f":"MIN((F1490-J1490),0-I1490)","v":0},{"$f":"F1490-(J1490+L1490)","v":0},0]
[null,1475,62,3,{"$f":"Daten!L1504","v":0},{"$f":"Daten!M1504","v":0},null,null,{"$f":"N1490","v":0},0,0,0,0,0]
[null,1476,62,3,{"$f":"Daten!L1505","v":0},{"$f":"Daten!M1505","v":0},null,null,0,0,0,0,0,0]
[null,1477,62,3,{"$f":"Daten!L1506","v":0},{"$f":"Daten!M1506","v":0},null,null,0,0,0,0,0,0]
[null,1478,62,3,{"$f":"Daten!L1507","v":0},{"$f":"Daten!M1507","v":0},null,null,0,0,0,0,0,0]
[null,1479,62,3,{"$f":"Daten!L1508","v":0},{"$f":"Daten!M1508","v":0},null,null,0,0,0,0,0,0]
[null,1480,62,3,{"$f":"Daten!L1509","v":0},{"$f":"Daten!M1509","v":0},null,null,0,0,0,0,0,0]
[null,1481,62,3,{"$f":"Daten!L1510","v":0},{"$f":"Daten!M1510","v":0},null,null,0,0,0,0,0,0]
[null,1482,62,3,{"$f":"Daten!L1511","v":0},{"$f":"Daten!M1511","v":0},null,null,0,0,0,0,0,0]
[null,1483,62,3,{"$f":"Daten!L1512","v":0},{"$f":"Daten!M1512","v":0},null,null,0,0,0,0,0,0]
[null,1484,62,3,{"$f":"Daten!L1513","v":0},{"$f":"Daten!M1513","v":0},null,null,0,0,0,0,0,0]
[null,1485,62,3,{"$f":"Daten!L1514","v":0},{"$f":"Daten!M1514","v":0},null,null,0,0,0,0,0,0]
[null,1486,62,3,{"$f":"Daten!L1515","v":0},{"$f":"Daten!M1515","v":0},null,null,0,0,0,0,0,0]
[null,1487,62,3,{"$f":"Daten!L1516","v":0},{"$f":"Daten!M1516","v":0},null,null,0,0,0,0,0,0]
[null,1488,62,3,{"$f":"Daten!L1517","v":0},{"$f":"Daten!M1517","v":0},null,null,0,0,0,0,0,0]
[null,1489,63,3,{"$f":"Daten!L1518","v":0},{"$f":"Daten!M1518","v":0},null,null,0,0,0,0,0,0]
[null,1490,63,3,{"$f":"Daten!L1519","v":0},{"$f":"Daten!M1519","v":0},null,null,0,0,0,0,0,0]
[null,1491,63,3,{"$f":"Daten!L1520","v":0},{"$f":"Daten!M1520","v":0},null,null,0,0,0,0,0,0]
[null,1492,63,3,{"$f":"Daten!L1521","v":0},{"$f":"Daten!M1521","v":0},null,null,0,0,0,0,0,0]
[null,1493,63,3,{"$f":"Daten!L1522","v":0},{"$f":"Daten!M1522","v":0},null,null,0,0,0,0,0,0]
[null,1494,63,3,{"$f":"Daten!L1523","v":0},{"$f":"Daten!M1523","v":0},null,null,0,0,0,0,0,0]
[null,1495,63,3,{"$f":"Daten!L1524","v":0},{"$f":"Daten!M1524","v":0},null,null,0,0,0,0,0,0]
[null,1496,63,3,{"$f":"Daten!L1525","v":0},{"$f":"Daten!M1525","v":0},null,null,0,0,0,0,0,0]
[null,1497,63,3,{"$f":"Daten!L1526","v":0},{"$f":"Daten!M1526","v":0},null,null,0,0,0,0,0,0]
[null,1498,63,3,{"$f":"Daten!L1527","v":0},{"$f":"Daten!M1527","v":0},null,null,0,0,0,0,0,0]
[null,1499,63,3,{"$f":"Daten!L1528","v":0},{"$f":"Daten!M1528","v":0},null,null,0,0,0,0,0,0]
[null,1500,63,3,{"$f":"Daten!L1529","v":0},{"$f":"Daten!M1529","v":0},null,null,0,0,0,0,0,0]
[null,1501,63,3,{"$f":"Daten!L1530","v":0},{"$f":"Daten!M1530","v":0},null,null,0,0,0,0,0,0]
[null,1502,63,3,{"$f":"Daten!L1531","v":0},{"$f":"Daten!M1531","v":0},null,null,0,0,0,0,0,0]
[null,1503,63,3,{"$f":"Daten!L1532","v":0},{"$f":"Daten!M1532","v":0},null,null,0,0,0,0,0,0]
[null,1504,63,3,{"$f":"Daten!L1533","v":0},{"$f":"Daten!M1533","v":0},null,null,0,0,0,0,0,0]
[null,1505,63,3,{"$f":"Daten!L1534","v":0},{"$f":"Daten!M1534","v":0},null,null,0,0,0,0,0,0]
[null,1506,63,3,{"$f":"Daten!L1535","v":0},{"$f":"Daten!M1535","v":0},null,null,0,0,0,0,0,0]
[null,1507,63,3,{"$f":"Daten!L1536","v":0},{"$f":"Daten!M1536","v":0},null,null,0,0,0,0,0,0]
[null,1508,63,3,{"$f":"Daten!L1537","v":0},{"$f":"Daten!M1537","v":0},null,null,0,0,0,0,0,0]
[null,1509,63,3,{"$f":"Daten!L1538","v":0},{"$f":"Daten!M1538","v":0},null,null,0,0,0,0,0,0]
[null,1510,63,3,{"$f":"Daten!L1539","v":0},{"$f":"Daten!M1539","v":0},null,null,0,0,0,0,0,0]
[null,1511,63,3,{"$f":"Daten!L1540","v":0},{"$f":"Daten!M1540","v":0},null,null,0,0,0,0,0,0]
[null,1512,63,3,{"$f":"Daten!L1541","v":0},{"$f":"Daten!M1541","v":0},null,null,0,0,0,0,0,0]
[null,1513,64,3,{"$f":"Daten!L1542","v":0},{"$f":"Daten!M1542","v":0},null,null,0,0,0,0,0,0]
[null,1514,64,3,{"$f":"Daten!L1543","v":0},{"$f":"Daten!M1543","v":0},null,null,0,0,0,0,0,0]
[null,1515,64,3,{"$f":"Daten!L1544","v":0},{"$f":"Daten!M1544","v":0},null,null,0,0,0,0,0,0]
[null,1516,64,3,{"$f":"Daten!L1545","v":0},{"$f":"Daten!M1545","v":0},null,null,0,0,0,0,0,0]
[null,1517,64,3,{"$f":"Daten!L1546","v":0},{"$f":"Daten!M1546","v":0},null,null,0,0,0,0,0,0]
[null,1518,64,3,{"$f":"Daten!L1547","v":0},{"$f":"Daten!M1547","v":0},null,null,0,0,0,0,0,0]
[null,1519,64,3,{"$f":"Daten!L1548","v":0},{"$f":"Daten!M1548","v":0},null,null,0,0,0,0,0,0]
[null,1520,64,3,{"$f":"Daten!L1549","v":0},{"$f":"Daten!M1549","v":0},null,null,0,0,0,0,0,0]
[null,1521,64,3,{"$f":"Daten!L1550","v":0},{"$f":"Daten!M1550","v":0},null,null,0,0,0,0,0,0]
[null,1522,64,3,{"$f":"Daten!L1551","v":0},{"$f":"Daten!M1551","v":0},null,null,0,0,0,0,0,0]
[null,1523,64,3,{"$f":"Daten!L1552","v":0},{"$f":"Daten!M1552","v":0},null,null,0,0,0,0,0,0]
[null,1524,64,3,{"$f":"Daten!L1553","v":0},{"$f":"Daten!M1553","v":0},null,null,0,0,0,0,0,0]
[null,1525,64,3,{"$f":"Daten!L1554","v":0},{"$f":"Daten!M1554","v":0},null,null,0,0,0,0,0,0]
[null,1526,64,3,{"$f":"Daten!L1555","v":0},{"$f":"Daten!M1555","v":0},null,null,0,0,0,0,0,0]
[null,1527,64,3,{"$f":"Daten!L1556","v":0},{"$f":"Daten!M1556","v":0},null,null,0,0,0,0,0,0]
[null,1528,64,3,{"$f":"Daten!L1557","v":0},{"$f":"Daten!M1557","v":0},null,null,0,0,0,0,0,0]
[null,1529,64,3,{"$f":"Daten!L1558","v":0},{"$f":"Daten!M1558","v":0},null,null,0,0,0,0,0,0]
[null,1530,64,3,{"$f":"Daten!L1559","v":0},{"$f":"Daten!M1559","v":0},null,null,0,0,0,0,0,0]
[null,1531,64,3,{"$f":"Daten!L1560","v":0},{"$f":"Daten!M1560","v":0},null,null,0,0,0,0,0,0]
[null,1532,64,3,{"$f":"Daten!L1561","v":0},{"$f":"Daten!M1561","v":0},null,null,0,0,0,0,0,0]
[null,1533,64,3,{"$f":"Daten!L1562","v":0},{"$f":"Daten!M1562","v":0},null,null,0,0,0,0,0,0]
[null,1534,64,3,{"$f":"Daten!L1563","v":0},{"$f":"Daten!M1563","v":0},null,null,0,0,0,0,0,0]
[null,1535,64,3,{"$f":"Daten!L1564","v":0},{"$f":"Daten!M1564","v":0},null,null,0,0,0,0,0,0]
[null,1536,64,3,{"$f":"Daten!L1565","v":0},{"$f":"Daten!M1565","v":0},null,null,0,0,0,0,0,0]
[null,1537,65,3,{"$f":"Daten!L1566","v":0},{"$f":"Daten!M1566","v":0},null,null,0,0,0,0,0,{"$f":"IF(L1553>0,I1553+L1553*Wirkungsgrad,I1553+L1553)","v":0}]
[null,1538,{"$f":"CEILING(B1554/24,1)","v":65},{"$f":"MONTH(C1554)","v":3},{"$f":"Daten!L1567","v":0},{"$f":"Daten!M1567","v":0},null,null,0,{"$f":"MIN(E1554,F1554+I1554)","v":0},{"$f":"E1554-J1554","v":0},{"$f":"MIN((F1554-J1554),0-I1554)","v":0},{"$f":"F1554-(J1554+L1554)","v":0},0]
[null,1539,65,3,{"$f":"Daten!L1568","v":0},{"$f":"Daten!M1568","v":0},null,null,{"$f":"N1554","v":0},0,0,0,0,0]
[null,1540,65,3,{"$f":"Daten!L1569","v":0},{"$f":"Daten!M1569","v":0},null,null,0,0,0,0,0,0]
[null,1541,65,3,{"$f":"Daten!L1570","v":0},{"$f":"Daten!M1570","v":0},null,null,0,0,0,0,0,0]
[null,1542,65,3,{"$f":"Daten!L1571","v":0},{"$f":"Daten!M1571","v":0},null,null,0,0,0,0,0,0]
[null,1543,65,3,{"$f":"Daten!L1572","v":0},{"$f":"Daten!M1572","v":0},null,null,0,0,0,0,0,0]
[null,1544,65,3,{"$f":"Daten!L1573","v":0},{"$f":"Daten!M1573","v":0},null,null,0,0,0,0,0,0]
[null,1545,65,3,{"$f":"Daten!L1574","v":0},{"$f":"Daten!M1574","v":0},null,null,0,0,0,0,0,0]
[null,1546,65,3,{"$f":"Daten!L1575","v":0},{"$f":"Daten!M1575","v":0},null,null,0,0,0,0,0,0]
[null,1547,65,3,{"$f":"Daten!L1576","v":0},{"$f":"Daten!M1576","v":0},null,null,0,0,0,0,0,0]
[null,1548,65,3,{"$f":"Daten!L1577","v":0},{"$f":"Daten!M1577","v":0},null,null,0,0,0,0,0,0]
[null,1549,65,3,{"$f":"Daten!L1578","v":0},{"$f":"Daten!M1578","v":0},null,null,0,0,0,0,0,0]
[null,1550,65,3,{"$f":"Daten!L1579","v":0},{"$f":"Daten!M1579","v":0},null,null,0,0,0,0,0,0]
[null,1551,65,3,{"$f":"Daten!L1580","v":0},{"$f":"Daten!M1580","v":0},null,null,0,0,0,0,0,0]
[null,1552,65,3,{"$f":"Daten!L1581","v":0},{"$f":"Daten!M1581","v":0},null,null,0,0,0,0,0,0]
[null,1553,65,3,{"$f":"Daten!L1582","v":0},{"$f":"Daten!M1582","v":0},null,null,0,0,0,0,0,0]
[null,1554,65,3,{"$f":"Daten!L1583","v":0},{"$f":"Daten!M1583","v":0},null,null,0,0,0,0,0,0]
[null,1555,65,3,{"$f":"Daten!L1584","v":0},{"$f":"Daten!M1584","v":0},null,null,0,0,0,0,0,0]
[null,1556,65,3,{"$f":"Daten!L1585","v":0},{"$f":"Daten!M1585","v":0},null,null,0,0,0,0,0,0]
[null,1557,65,3,{"$f":"Daten!L1586","v":0},{"$f":"Daten!M1586","v":0},null,null,0,0,0,0,0,0]
[null,1558,65,3,{"$f":"Daten!L1587","v":0},{"$f":"Daten!M1587","v":0},null,null,0,0,0,0,0,0]
[null,1559,65,3,{"$f":"Daten!L1588","v":0},{"$f":"Daten!M1588","v":0},null,null,0,0,0,0,0,0]
[null,1560,65,3,{"$f":"Daten!L1589","v":0},{"$f":"Daten!M1589","v":0},null,null,0,0,0,0,0,0]
[null,1561,66,3,{"$f":"Daten!L1590","v":0},{"$f":"Daten!M1590","v":0},null,null,0,0,0,0,0,0]
[null,1562,66,3,{"$f":"Daten!L1591","v":0},{"$f":"Daten!M1591","v":0},null,null,0,0,0,0,0,0]
[null,1563,66,3,{"$f":"Daten!L1592","v":0},{"$f":"Daten!M1592","v":0},null,null,0,0,0,0,0,0]
[null,1564,66,3,{"$f":"Daten!L1593","v":0},{"$f":"Daten!M1593","v":0},null,null,0,0,0,0,0,0]
[null,1565,66,3,{"$f":"Daten!L1594","v":0},{"$f":"Daten!M1594","v":0},null,null,0,0,0,0,0,0]
[null,1566,66,3,{"$f":"Daten!L1595","v":0},{"$f":"Daten!M1595","v":0},null,null,0,0,0,0,0,0]
[null,1567,66,3,{"$f":"Daten!L1596","v":0},{"$f":"Daten!M1596","v":0},null,null,0,0,0,0,0,0]
[null,1568,66,3,{"$f":"Daten!L1597","v":0},{"$f":"Daten!M1597","v":0},null,null,0,0,0,0,0,0]
[null,1569,66,3,{"$f":"Daten!L1598","v":0},{"$f":"Daten!M1598","v":0},null,null,0,0,0,0,0,0]
[null,1570,66,3,{"$f":"Daten!L1599","v":0},{"$f":"Daten!M1599","v":0},null,null,0,0,0,0,0,0]
[null,1571,66,3,{"$f":"Daten!L1600","v":0},{"$f":"Daten!M1600","v":0},null,null,0,0,0,0,0,0]
[null,1572,66,3,{"$f":"Daten!L1601","v":0},{"$f":"Daten!M1601","v":0},null,null,0,0,0,0,0,0]
[null,1573,66,3,{"$f":"Daten!L1602","v":0},{"$f":"Daten!M1602","v":0},null,null,0,0,0,0,0,0]
[null,1574,66,3,{"$f":"Daten!L1603","v":0},{"$f":"Daten!M1603","v":0},null,null,0,0,0,0,0,0]
[null,1575,66,3,{"$f":"Daten!L1604","v":0},{"$f":"Daten!M1604","v":0},null,null,0,0,0,0,0,0]
[null,1576,66,3,{"$f":"Daten!L1605","v":0},{"$f":"Daten!M1605","v":0},null,null,0,0,0,0,0,0]
[null,1577,66,3,{"$f":"Daten!L1606","v":0},{"$f":"Daten!M1606","v":0},null,null,0,0,0,0,0,0]
[null,1578,66,3,{"$f":"Daten!L1607","v":0},{"$f":"Daten!M1607","v":0},null,null,0,0,0,0,0,0]
[null,1579,66,3,{"$f":"Daten!L1608","v":0},{"$f":"Daten!M1608","v":0},null,null,0,0,0,0,0,0]
[null,1580,66,3,{"$f":"Daten!L1609","v":0},{"$f":"Daten!M1609","v":0},null,null,0,0,0,0,0,0]
[null,1581,66,3,{"$f":"Daten!L1610","v":0},{"$f":"Daten!M1610","v":0},null,null,0,0,0,0,0,0]
[null,1582,66,3,{"$f":"Daten!L1611","v":0},{"$f":"Daten!M1611","v":0},null,null,0,0,0,0,0,0]
[null,1583,66,3,{"$f":"Daten!L1612","v":0},{"$f":"Daten!M1612","v":0},null,null,0,0,0,0,0,0]
[null,1584,66,3,{"$f":"Daten!L1613","v":0},{"$f":"Daten!M1613","v":0},null,null,0,0,0,0,0,0]
[null,1585,67,3,{"$f":"Daten!L1614","v":0},{"$f":"Daten!M1614","v":0},null,null,0,0,0,0,0,0]
[null,1586,67,3,{"$f":"Daten!L1615","v":0},{"$f":"Daten!M1615","v":0},null,null,0,0,0,0,0,0]
[null,1587,67,3,{"$f":"Daten!L1616","v":0},{"$f":"Daten!M1616","v":0},null,null,0,0,0,0,0,0]
[null,1588,67,3,{"$f":"Daten!L1617","v":0},{"$f":"Daten!M1617","v":0},null,null,0,0,0,0,0,0]
[null,1589,67,3,{"$f":"Daten!L1618","v":0},{"$f":"Daten!M1618","v":0},null,null,0,0,0,0,0,0]
[null,1590,67,3,{"$f":"Daten!L1619","v":0},{"$f":"Daten!M1619","v":0},null,null,0,0,0,0,0,0]
[null,1591,67,3,{"$f":"Daten!L1620","v":0},{"$f":"Daten!M1620","v":0},null,null,0,0,0,0,0,0]
[null,1592,67,3,{"$f":"Daten!L1621","v":0},{"$f":"Daten!M1621","v":0},null,null,0,0,0,0,0,0]
[null,1593,67,3,{"$f":"Daten!L1622","v":0},{"$f":"Daten!M1622","v":0},null,null,0,0,0,0,0,0]
[null,1594,67,3,{"$f":"Daten!L1623","v":0},{"$f":"Daten!M1623","v":0},null,null,0,0,0,0,0,0]
[null,1595,67,3,{"$f":"Daten!L1624","v":0},{"$f":"Daten!M1624","v":0},null,null,0,0,0,0,0,0]
[null,1596,67,3,{"$f":"Daten!L1625","v":0},{"$f":"Daten!M1625","v":0},null,null,0,0,0,0,0,0]
[null,1597,67,3,{"$f":"Daten!L1626","v":0},{"$f":"Daten!M1626","v":0},null,null,0,0,0,0,0,0]
[null,1598,67,3,{"$f":"Daten!L1627","v":0},{"$f":"Daten!M1627","v":0},null,null,0,0,0,0,0,0]
[null,1599,67,3,{"$f":"Daten!L1628","v":0},{"$f":"Daten!M1628","v":0},null,null,0,0,0,0,0,0]
[null,1600,67,3,{"$f":"Daten!L1629","v":0},{"$f":"Daten!M1629","v":0},null,null,0,0,0,0,0,0]
[null,1601,67,3,{"$f":"Daten!L1630","v":0},{"$f":"Daten!M1630","v":0},null,null,0,0,0,0,0,{"$f":"IF(L1617>0,I1617+L1617*Wirkungsgrad,I1617+L1617)","v":0}]
[null,1602,{"$f":"CEILING(B1618/24,1)","v":67},{"$f":"MONTH(C1618)","v":3},{"$f":"Daten!L1631","v":0},{"$f":"Daten!M1631","v":0},null,null,0,{"$f":"MIN(E1618,F1618+I1618)","v":0},{"$f":"E1618-J1618","v":0},{"$f":"MIN((F1618-J1618),0-I1618)","v":0},{"$f":"F1618-(J1618+L1618)","v":0},0]
[null,1603,67,3,{"$f":"Daten!L1632","v":0},{"$f":"Daten!M1632","v":0},null,null,{"$f":"N1618","v":0},0,0,0,0,0]
[null,1604,67,3,{"$f":"Daten!L1633","v":0},{"$f":"Daten!M1633","v":0},null,null,0,0,0,0,0,0]
[null,1605,67,3,{"$f":"Daten!L1634","v":0},{"$f":"Daten!M1634","v":0},null,null,0,0,0,0,0,0]
[null,1606,67,3,{"$f":"Daten!L1635","v":0},{"$f":"Daten!M1635","v":0},null,null,0,0,0,0,0,0]
[null,1607,67,3,{"$f":"Daten!L1636","v":0},{"$f":"Daten!M1636","v":0},null,null,0,0,0,0,0,0]
[null,1608,67,3,{"$f":"Daten!L1637","v":0},{"$f":"Daten!M1637","v":0},null,null,0,0,0,0,0,0]
[null,1609,68,3,{"$f":"Daten!L1638","v":0},{"$f":"Daten!M1638","v":0},null,null,0,0,0,0,0,0]
[null,1610,68,3,{"$f":"Daten!L1639","v":0},{"$f":"Daten!M1639","v":0},null,null,0,0,0,0,0,0]
[null,1611,68,3,{"$f":"Daten!L1640","v":0},{"$f":"Daten!M1640","v":0},null,null,0,0,0,0,0,0]
[null,1612,68,3,{"$f":"Daten!L1641","v":0},{"$f":"Daten!M1641","v":0},null,null,0,0,0,0,0,0]
[null,1613,68,3,{"$f":"Daten!L1642","v":0},{"$f":"Daten!M1642","v":0},null,null,0,0,0,0,0,0]
[null,1614,68,3,{"$f":"Daten!L1643","v":0},{"$f":"Daten!M1643","v":0},null,null,0,0,0,0,0,0]
[null,1615,68,3,{"$f":"Daten!L1644","v":0},{"$f":"Daten!M1644","v":0},null,null,0,0,0,0,0,0]
[null,1616,68,3,{"$f":"Daten!L1645","v":0},{"$f":"Daten!M1645","v":0},null,null,0,0,0,0,0,0]
[null,1617,68,3,{"$f":"Daten!L1646","v":0},{"$f":"Daten!M1646","v":0},null,null,0,0,0,0,0,0]
[null,1618,68,3,{"$f":"Daten!L1647","v":0},{"$f":"Daten!M1647","v":0},null,null,0,0,0,0,0,0]
[null,1619,68,3,{"$f":"Daten!L1648","v":0},{"$f":"Daten!M1648","v":0},null,null,0,0,0,0,0,0]
[null,1620,68,3,{"$f":"Daten!L1649","v":0},{"$f":"Daten!M1649","v":0},null,null,0,0,0,0,0,0]
[null,1621,68,3,{"$f":"Daten!L1650","v":0},{"$f":"Daten!M1650","v":0},null,null,0,0,0,0,0,0]
[null,1622,68,3,{"$f":"Daten!L1651","v":0},{"$f":"Daten!M1651","v":0},null,null,0,0,0,0,0,0]
[null,1623,68,3,{"$f":"Daten!L1652","v":0},{"$f":"Daten!M1652","v":0},null,null,0,0,0,0,0,0]
[null,1624,68,3,{"$f":"Daten!L1653","v":0},{"$f":"Daten!M1653","v":0},null,null,0,0,0,0,0,0]
[null,1625,68,3,{"$f":"Daten!L1654","v":0},{"$f":"Daten!M1654","v":0},null,null,0,0,0,0,0,0]
[null,1626,68,3,{"$f":"Daten!L1655","v":0},{"$f":"Daten!M1655","v":0},null,null,0,0,0,0,0,0]
[null,1627,68,3,{"$f":"Daten!L1656","v":0},{"$f":"Daten!M1656","v":0},null,null,0,0,0,0,0,0]
[null,1628,68,3,{"$f":"Daten!L1657","v":0},{"$f":"Daten!M1657","v":0},null,null,0,0,0,0,0,0]
[null,1629,68,3,{"$f":"Daten!L1658","v":0},{"$f":"Daten!M1658","v":0},null,null,0,0,0,0,0,0]
[null,1630,68,3,{"$f":"Daten!L1659","v":0},{"$f":"Daten!M1659","v":0},null,null,0,0,0,0,0,0]
[null,1631,68,3,{"$f":"Daten!L1660","v":0},{"$f":"Daten!M1660","v":0},null,null,0,0,0,0,0,0]
[null,1632,68,3,{"$f":"Daten!L1661","v":0},{"$f":"Daten!M1661","v":0},null,null,0,0,0,0,0,0]
[null,1633,69,3,{"$f":"Daten!L1662","v":0},{"$f":"Daten!M1662","v":0},null,null,0,0,0,0,0,0]
[null,1634,69,3,{"$f":"Daten!L1663","v":0},{"$f":"Daten!M1663","v":0},null,null,0,0,0,0,0,0]
[null,1635,69,3,{"$f":"Daten!L1664","v":0},{"$f":"Daten!M1664","v":0},null,null,0,0,0,0,0,0]
[null,1636,69,3,{"$f":"Daten!L1665","v":0},{"$f":"Daten!M1665","v":0},null,null,0,0,0,0,0,0]
[null,1637,69,3,{"$f":"Daten!L1666","v":0},{"$f":"Daten!M1666","v":0},null,null,0,0,0,0,0,0]
[null,1638,69,3,{"$f":"Daten!L1667","v":0},{"$f":"Daten!M1667","v":0},null,null,0,0,0,0,0,0]
[null,1639,69,3,{"$f":"Daten!L1668","v":0},{"$f":"Daten!M1668","v":0},null,null,0,0,0,0,0,0]
[null,1640,69,3,{"$f":"Daten!L1669","v":0},{"$f":"Daten!M1669","v":0},null,null,0,0,0,0,0,0]
[null,1641,69,3,{"$f":"Daten!L1670","v":0},{"$f":"Daten!M1670","v":0},null,null,0,0,0,0,0,0]
[null,1642,69,3,{"$f":"Daten!L1671","v":0},{"$f":"Daten!M1671","v":0},null,null,0,0,0,0,0,0]
[null,1643,69,3,{"$f":"Daten!L1672","v":0},{"$f":"Daten!M1672","v":0},null,null,0,0,0,0,0,0]
[null,1644,69,3,{"$f":"Daten!L1673","v":0},{"$f":"Daten!M1673","v":0},null,null,0,0,0,0,0,0]
[null,1645,69,3,{"$f":"Daten!L1674","v":0},{"$f":"Daten!M1674","v":0},null,null,0,0,0,0,0,0]
[null,1646,69,3,{"$f":"Daten!L1675","v":0},{"$f":"Daten!M1675","v":0},null,null,0,0,0,0,0,0]
[null,1647,69,3,{"$f":"Daten!L1676","v":0},{"$f":"Daten!M1676","v":0},null,null,0,0,0,0,0,0]
[null,1648,69,3,{"$f":"Daten!L1677","v":0},{"$f":"Daten!M1677","v":0},null,null,0,0,0,0,0,0]
[null,1649,69,3,{"$f":"Daten!L1678","v":0},{"$f":"Daten!M1678","v":0},null,null,0,0,0,0,0,0]
[null,1650,69,3,{"$f":"Daten!L1679","v":0},{"$f":"Daten!M1679","v":0},null,null,0,0,0,0,0,0]
[null,1651,69,3,{"$f":"Daten!L1680","v":0},{"$f":"Daten!M1680","v":0},null,null,0,0,0,0,0,0]
[null,1652,69,3,{"$f":"Daten!L1681","v":0},{"$f":"Daten!M1681","v":0},null,null,0,0,0,0,0,0]
[null,1653,69,3,{"$f":"Daten!L1682","v":0},{"$f":"Daten!M1682","v":0},null,null,0,0,0,0,0,0]
[null,1654,69,3,{"$f":"Daten!L1683","v":0},{"$f":"Daten!M1683","v":0},null,null,0,0,0,0,0,0]
[null,1655,69,3,{"$f":"Daten!L1684","v":0},{"$f":"Daten!M1684","v":0},null,null,0,0,0,0,0,0]
[null,1656,69,3,{"$f":"Daten!L1685","v":0},{"$f":"Daten!M1685","v":0},null,null,0,0,0,0,0,0]
[null,1657,70,3,{"$f":"Daten!L1686","v":0},{"$f":"Daten!M1686","v":0},null,null,0,0,0,0,0,0]
[null,1658,70,3,{"$f":"Daten!L1687","v":0},{"$f":"Daten!M1687","v":0},null,null,0,0,0,0,0,0]
[null,1659,70,3,{"$f":"Daten!L1688","v":0},{"$f":"Daten!M1688","v":0},null,null,0,0,0,0,0,0]
[null,1660,70,3,{"$f":"Daten!L1689","v":0},{"$f":"Daten!M1689","v":0},null,null,0,0,0,0,0,0]
[null,1661,70,3,{"$f":"Daten!L1690","v":0},{"$f":"Daten!M1690","v":0},null,null,0,0,0,0,0,0]
[null,1662,70,3,{"$f":"Daten!L1691","v":0},{"$f":"Daten!M1691","v":0},null,null,0,0,0,0,0,0]
[null,1663,70,3,{"$f":"Daten!L1692","v":0},{"$f":"Daten!M1692","v":0},null,null,0,0,0,0,0,0]
[null,1664,70,3,{"$f":"Daten!L1693","v":0},{"$f":"Daten!M1693","v":0},null,null,0,0,0,0,0,0]
[null,1665,70,3,{"$f":"Daten!L1694","v":0},{"$f":"Daten!M1694","v":0},null,null,0,0,0,0,0,{"$f":"IF(L1681>0,I1681+L1681*Wirkungsgrad,I1681+L1681)","v":0}]
[null,1666,{"$f":"CEILING(B1682/24,1)","v":70},{"$f":"MONTH(C1682)","v":3},{"$f":"Daten!L1695","v":0},{"$f":"Daten!M1695","v":0},null,null,0,{"$f":"MIN(E1682,F1682+I1682)","v":0},{"$f":"E1682-J1682","v":0},{"$f":"MIN((F1682-J1682),0-I1682)","v":0},{"$f":"F1682-(J1682+L1682)","v":0},0]
[null,1667,70,3,{"$f":"Daten!L1696","v":0},{"$f":"Daten!M1696","v":0},null,null,{"$f":"N1682","v":0},0,0,0,0,0]
[null,1668,70,3,{"$f":"Daten!L1697","v":0},{"$f":"Daten!M1697","v":0},null,null,0,0,0,0,0,0]
[null,1669,70,3,{"$f":"Daten!L1698","v":0},{"$f":"Daten!M1698","v":0},null,null,0,0,0,0,0,0]
[null,1670,70,3,{"$f":"Daten!L1699","v":0},{"$f":"Daten!M1699","v":0},null,null,0,0,0,0,0,0]
[null,1671,70,3,{"$f":"Daten!L1700","v":0},{"$f":"Daten!M1700","v":0},null,null,0,0,0,0,0,0]
[null,1672,70,3,{"$f":"Daten!L1701","v":0},{"$f":"Daten!M1701","v":0},null,null,0,0,0,0,0,0]
[null,1673,70,3,{"$f":"Daten!L1702","v":0},{"$f":"Daten!M1702","v":0},null,null,0,0,0,0,0,0]
[null,1674,70,3,{"$f":"Daten!L1703","v":0},{"$f":"Daten!M1703","v":0},null,null,0,0,0,0,0,0]
[null,1675,70,3,{"$f":"Daten!L1704","v":0},{"$f":"Daten!M1704","v":0},null,null,0,0,0,0,0,0]
[null,1676,70,3,{"$f":"Daten!L1705","v":0},{"$f":"Daten!M1705","v":0},null,null,0,0,0,0,0,0]
[null,1677,70,3,{"$f":"Daten!L1706","v":0},{"$f":"Daten!M1706","v":0},null,null,0,0,0,0,0,0]
[null,1678,70,3,{"$f":"Daten!L1707","v":0},{"$f":"Daten!M1707","v":0},null,null,0,0,0,0,0,0]
[null,1679,70,3,{"$f":"Daten!L1708","v":0},{"$f":"Daten!M1708","v":0},null,null,0,0,0,0,0,0]
[null,1680,70,3,{"$f":"Daten!L1709","v":0},{"$f":"Daten!M1709","v":0},null,null,0,0,0,0,0,0]
[null,1681,71,3,{"$f":"Daten!L1710","v":0},{"$f":"Daten!M1710","v":0},null,null,0,0,0,0,0,0]
[null,1682,71,3,{"$f":"Daten!L1711","v":0},{"$f":"Daten!M1711","v":0},null,null,0,0,0,0,0,0]
[null,1683,71,3,{"$f":"Daten!L1712","v":0},{"$f":"Daten!M1712","v":0},null,null,0,0,0,0,0,0]
[null,1684,71,3,{"$f":"Daten!L1713","v":0},{"$f":"Daten!M1713","v":0},null,null,0,0,0,0,0,0]
[null,1685,71,3,{"$f":"Daten!L1714","v":0},{"$f":"Daten!M1714","v":0},null,null,0,0,0,0,0,0]
[null,1686,71,3,{"$f":"Daten!L1715","v":0},{"$f":"Daten!M1715","v":0},null,null,0,0,0,0,0,0]
[null,1687,71,3,{"$f":"Daten!L1716","v":0},{"$f":"Daten!M1716","v":0},null,null,0,0,0,0,0,0]
[null,1688,71,3,{"$f":"Daten!L1717","v":0},{"$f":"Daten!M1717","v":0},null,null,0,0,0,0,0,0]
[null,1689,71,3,{"$f":"Daten!L1718","v":0},{"$f":"Daten!M1718","v":0},null,null,0,0,0,0,0,0]
[null,1690,71,3,{"$f":"Daten!L1719","v":0},{"$f":"Daten!M1719","v":0},null,null,0,0,0,0,0,0]
[null,1691,71,3,{"$f":"Daten!L1720","v":0},{"$f":"Daten!M1720","v":0},null,null,0,0,0,0,0,0]
[null,1692,71,3,{"$f":"Daten!L1721","v":0},{"$f":"Daten!M1721","v":0},null,null,0,0,0,0,0,0]
[null,1693,71,3,{"$f":"Daten!L1722","v":0},{"$f":"Daten!M1722","v":0},null,null,0,0,0,0,0,0]
[null,1694,71,3,{"$f":"Daten!L1723","v":0},{"$f":"Daten!M1723","v":0},null,null,0,0,0,0,0,0]
[null,1695,71,3,{"$f":"Daten!L1724","v":0},{"$f":"Daten!M1724","v":0},null,null,0,0,0,0,0,0]
[null,1696,71,3,{"$f":"Daten!L1725","v":0},{"$f":"Daten!M1725","v":0},null,null,0,0,0,0,0,0]
[null,1697,71,3,{"$f":"Daten!L1726","v":0},{"$f":"Daten!M1726","v":0},null,null,0,0,0,0,0,0]
[null,1698,71,3,{"$f":"Daten!L1727","v":0},{"$f":"Daten!M1727","v":0},null,null,0,0,0,0,0,0]
[null,1699,71,3,{"$f":"Daten!L1728","v":0},{"$f":"Daten!M1728","v":0},null,null,0,0,0,0,0,0]
[null,1700,71,3,{"$f":"Daten!L1729","v":0},{"$f":"Daten!M1729","v":0},null,null,0,0,0,0,0,0]
[null,1701,71,3,{"$f":"Daten!L1730","v":0},{"$f":"Daten!M1730","v":0},null,null,0,0,0,0,0,0]
[null,1702,71,3,{"$f":"Daten!L1731","v":0},{"$f":"Daten!M1731","v":0},null,null,0,0,0,0,0,0]
[null,1703,71,3,{"$f":"Daten!L1732","v":0},{"$f":"Daten!M1732","v":0},null,null,0,0,0,0,0,0]
[null,1704,71,3,{"$f":"Daten!L1733","v":0},{"$f":"Daten!M1733","v":0},null,null,0,0,0,0,0,0]
[null,1705,72,3,{"$f":"Daten!L1734","v":0},{"$f":"Daten!M1734","v":0},null,null,0,0,0,0,0,0]
[null,1706,72,3,{"$f":"Daten!L1735","v":0},{"$f":"Daten!M1735","v":0},null,null,0,0,0,0,0,0]
[null,1707,72,3,{"$f":"Daten!L1736","v":0},{"$f":"Daten!M1736","v":0},null,null,0,0,0,0,0,0]
[null,1708,72,3,{"$f":"Daten!L1737","v":0},{"$f":"Daten!M1737","v":0},null,null,0,0,0,0,0,0]
[null,1709,72,3,{"$f":"Daten!L1738","v":0},{"$f":"Daten!M1738","v":0},null,null,0,0,0,0,0,0]
[null,1710,72,3,{"$f":"Daten!L1739","v":0},{"$f":"Daten!M1739","v":0},null,null,0,0,0,0,0,0]
[null,1711,72,3,{"$f":"Daten!L1740","v":0},{"$f":"Daten!M1740","v":0},null,null,0,0,0,0,0,0]
[null,1712,72,3,{"$f":"Daten!L1741","v":0},{"$f":"Daten!M1741","v":0},null,null,0,0,0,0,0,0]
[null,1713,72,3,{"$f":"Daten!L1742","v":0},{"$f":"Daten!M1742","v":0},null,null,0,0,0,0,0,0]
[null,1714,72,3,{"$f":"Daten!L1743","v":0},{"$f":"Daten!M1743","v":0},null,null,0,0,0,0,0,0]
[null,1715,72,3,{"$f":"Daten!L1744","v":0},{"$f":"Daten!M1744","v":0},null,null,0,0,0,0,0,0]
[null,1716,72,3,{"$f":"Daten!L1745","v":0},{"$f":"Daten!M1745","v":0},null,null,0,0,0,0,0,0]
[null,1717,72,3,{"$f":"Daten!L1746","v":0},{"$f":"Daten!M1746","v":0},null,null,0,0,0,0,0,0]
[null,1718,72,3,{"$f":"Daten!L1747","v":0},{"$f":"Daten!M1747","v":0},null,null,0,0,0,0,0,0]
[null,1719,72,3,{"$f":"Daten!L1748","v":0},{"$f":"Daten!M1748","v":0},null,null,0,0,0,0,0,0]
[null,1720,72,3,{"$f":"Daten!L1749","v":0},{"$f":"Daten!M1749","v":0},null,null,0,0,0,0,0,0]
[null,1721,72,3,{"$f":"Daten!L1750","v":0},{"$f":"Daten!M1750","v":0},null,null,0,0,0,0,0,0]
[null,1722,72,3,{"$f":"Daten!L1751","v":0},{"$f":"Daten!M1751","v":0},null,null,0,0,0,0,0,0]
[null,1723,72,3,{"$f":"Daten!L1752","v":0},{"$f":"Daten!M1752","v":0},null,null,0,0,0,0,0,0]
[null,1724,72,3,{"$f":"Daten!L1753","v":0},{"$f":"Daten!M1753","v":0},null,null,0,0,0,0,0,0]
[null,1725,72,3,{"$f":"Daten!L1754","v":0},{"$f":"Daten!M1754","v":0},null,null,0,0,0,0,0,0]
[null,1726,72,3,{"$f":"Daten!L1755","v":0},{"$f":"Daten!M1755","v":0},null,null,0,0,0,0,0,0]
[null,1727,72,3,{"$f":"Daten!L1756","v":0},{"$f":"Daten!M1756","v":0},null,null,0,0,0,0,0,0]
[null,1728,72,3,{"$f":"Daten!L1757","v":0},{"$f":"Daten!M1757","v":0},null,null,0,0,0,0,0,0]
[null,1729,73,3,{"$f":"Daten!L1758","v":0},{"$f":"Daten!M1758","v":0},null,null,0,0,0,0,0,{"$f":"IF(L1745>0,I1745+L1745*Wirkungsgrad,I1745+L1745)","v":0}]
[null,1730,{"$f":"CEILING(B1746/24,1)","v":73},{"$f":"MONTH(C1746)","v":3},{"$f":"Daten!L1759","v":0},{"$f":"Daten!M1759","v":0},null,null,0,{"$f":"MIN(E1746,F1746+I1746)","v":0},{"$f":"E1746-J1746","v":0},{"$f":"MIN((F1746-J1746),0-I1746)","v":0},{"$f":"F1746-(J1746+L1746)","v":0},0]
[null,1731,73,3,{"$f":"Daten!L1760","v":0},{"$f":"Daten!M1760","v":0},null,null,{"$f":"N1746","v":0},0,0,0,0,0]
[null,1732,73,3,{"$f":"Daten!L1761","v":0},{"$f":"Daten!M1761","v":0},null,null,0,0,0,0,0,0]
[null,1733,73,3,{"$f":"Daten!L1762","v":0},{"$f":"Daten!M1762","v":0},null,null,0,0,0,0,0,0]
[null,1734,73,3,{"$f":"Daten!L1763","v":0},{"$f":"Daten!M1763","v":0},null,null,0,0,0,0,0,0]
[null,1735,73,3,{"$f":"Daten!L1764","v":0},{"$f":"Daten!M1764","v":0},null,null,0,0,0,0,0,0]
[null,1736,73,3,{"$f":"Daten!L1765","v":0},{"$f":"Daten!M1765","v":0},null,null,0,0,0,0,0,0]
[null,1737,73,3,{"$f":"Daten!L1766","v":0},{"$f":"Daten!M1766","v":0},null,null,0,0,0,0,0,0]
[null,1738,73,3,{"$f":"Daten!L1767","v":0},{"$f":"Daten!M1767","v":0},null,null,0,0,0,0,0,0]
[null,1739,73,3,{"$f":"Daten!L1768","v":0},{"$f":"Daten!M1768","v":0},null,null,0,0,0,0,0,0]
[null,1740,73,3,{"$f":"Daten!L1769","v":0},{"$f":"Daten!M1769","v":0},null,null,0,0,0,0,0,0]
[null,1741,73,3,{"$f":"Daten!L1770","v":0},{"$f":"Daten!M1770","v":0},null,null,0,0,0,0,0,0]
[null,1742,73,3,{"$f":"Daten!L1771","v":0},{"$f":"Daten!M1771","v":0},null,null,0,0,0,0,0,0]
[null,1743,73,3,{"$f":"Daten!L1772","v":0},{"$f":"Daten!M1772","v":0},null,null,0,0,0,0,0,0]
[null,1744,73,3,{"$f":"Daten!L1773","v":0},{"$f":"Daten!M1773","v":0},null,null,0,0,0,0,0,0]
[null,1745,73,3,{"$f":"Daten!L1774","v":0},{"$f":"Daten!M1774","v":0},null,null,0,0,0,0,0,0]
[null,1746,73,3,{"$f":"Daten!L1775","v":0},{"$f":"Daten!M1775","v":0},null,null,0,0,0,0,0,0]
[null,1747,73,3,{"$f":"Daten!L1776","v":0},{"$f":"Daten!M1776","v":0},null,null,0,0,0,0,0,0]
[null,1748,73,3,{"$f":"Daten!L1777","v":0},{"$f":"Daten!M1777","v":0},null,null,0,0,0,0,0,0]
[null,1749,73,3,{"$f":"Daten!L1778","v":0},{"$f":"Daten!M1778","v":0},null,null,0,0,0,0,0,0]
[null,1750,73,3,{"$f":"Daten!L1779","v":0},{"$f":"Daten!M1779","v":0},null,null,0,0,0,0,0,0]
[null,1751,73,3,{"$f":"Daten!L1780","v":0},{"$f":"Daten!M1780","v":0},null,null,0,0,0,0,0,0]
[null,1752,73,3,{"$f":"Daten!L1781","v":0},{"$f":"Daten!M1781","v":0},null,null,0,0,0,0,0,0]
[null,1753,74,3,{"$f":"Daten!L1782","v":0},{"$f":"Daten!M1782","v":0},null,null,0,0,0,0,0,0]
[null,1754,74,3,{"$f":"Daten!L1783","v":0},{"$f":"Daten!M1783","v":0},null,null,0,0,0,0,0,0]
[null,1755,74,3,{"$f":"Daten!L1784","v":0},{"$f":"Daten!M1784","v":0},null,null,0,0,0,0,0,0]
[null,1756,74,3,{"$f":"Daten!L1785","v":0},{"$f":"Daten!M1785","v":0},null,null,0,0,0,0,0,0]
[null,1757,74,3,{"$f":"Daten!L1786","v":0},{"$f":"Daten!M1786","v":0},null,null,0,0,0,0,0,0]
[null,1758,74,3,{"$f":"Daten!L1787","v":0},{"$f":"Daten!M1787","v":0},null,null,0,0,0,0,0,0]
[null,1759,74,3,{"$f":"Daten!L1788","v":0},{"$f":"Daten!M1788","v":0},null,null,0,0,0,0,0,0]
[null,1760,74,3,{"$f":"Daten!L1789","v":0},{"$f":"Daten!M1789","v":0},null,null,0,0,0,0,0,0]
[null,1761,74,3,{"$f":"Daten!L1790","v":0},{"$f":"Daten!M1790","v":0},null,null,0,0,0,0,0,0]
[null,1762,74,3,{"$f":"Daten!L1791","v":0},{"$f":"Daten!M1791","v":0},null,null,0,0,0,0,0,0]
[null,1763,74,3,{"$f":"Daten!L1792","v":0},{"$f":"Daten!M1792","v":0},null,null,0,0,0,0,0,0]
[null,1764,74,3,{"$f":"Daten!L1793","v":0},{"$f":"Daten!M1793","v":0},null,null,0,0,0,0,0,0]
[null,1765,74,3,{"$f":"Daten!L1794","v":0},{"$f":"Daten!M1794","v":0},null,null,0,0,0,0,0,0]
[null,1766,74,3,{"$f":"Daten!L1795","v":0},{"$f":"Daten!M1795","v":0},null,null,0,0,0,0,0,0]
[null,1767,74,3,{"$f":"Daten!L1796","v":0},{"$f":"Daten!M1796","v":0},null,null,0,0,0,0,0,0]
[null,1768,74,3,{"$f":"Daten!L1797","v":0},{"$f":"Daten!M1797","v":0},null,null,0,0,0,0,0,0]
[null,1769,74,3,{"$f":"Daten!L1798","v":0},{"$f":"Daten!M1798","v":0},null,null,0,0,0,0,0,0]
[null,1770,74,3,{"$f":"Daten!L1799","v":0},{"$f":"Daten!M1799","v":0},null,null,0,0,0,0,0,0]
[null,1771,74,3,{"$f":"Daten!L1800","v":0},{"$f":"Daten!M1800","v":0},null,null,0,0,0,0,0,0]
[null,1772,74,3,{"$f":"Daten!L1801","v":0},{"$f":"Daten!M1801","v":0},null,null,0,0,0,0,0,0]
[null,1773,74,3,{"$f":"Daten!L1802","v":0},{"$f":"Daten!M1802","v":0},null,null,0,0,0,0,0,0]
[null,1774,74,3,{"$f":"Daten!L1803","v":0},{"$f":"Daten!M1803","v":0},null,null,0,0,0,0,0,0]
[null,1775,74,3,{"$f":"Daten!L1804","v":0},{"$f":"Daten!M1804","v":0},null,null,0,0,0,0,0,0]
[null,1776,74,3,{"$f":"Daten!L1805","v":0},{"$f":"Daten!M1805","v":0},null,null,0,0,0,0,0,0]
[null,1777,75,3,{"$f":"Daten!L1806","v":0},{"$f":"Daten!M1806","v":0},null,null,0,0,0,0,0,0]
[null,1778,75,3,{"$f":"Daten!L1807","v":0},{"$f":"Daten!M1807","v":0},null,null,0,0,0,0,0,0]
[null,1779,75,3,{"$f":"Daten!L1808","v":0},{"$f":"Daten!M1808","v":0},null,null,0,0,0,0,0,0]
[null,1780,75,3,{"$f":"Daten!L1809","v":0},{"$f":"Daten!M1809","v":0},null,null,0,0,0,0,0,0]
[null,1781,75,3,{"$f":"Daten!L1810","v":0},{"$f":"Daten!M1810","v":0},null,null,0,0,0,0,0,0]
[null,1782,75,3,{"$f":"Daten!L1811","v":0},{"$f":"Daten!M1811","v":0},null,null,0,0,0,0,0,0]
[null,1783,75,3,{"$f":"Daten!L1812","v":0},{"$f":"Daten!M1812","v":0},null,null,0,0,0,0,0,0]
[null,1784,75,3,{"$f":"Daten!L1813","v":0},{"$f":"Daten!M1813","v":0},null,null,0,0,0,0,0,0]
[null,1785,75,3,{"$f":"Daten!L1814","v":0},{"$f":"Daten!M1814","v":0},null,null,0,0,0,0,0,0]
[null,1786,75,3,{"$f":"Daten!L1815","v":0},{"$f":"Daten!M1815","v":0},null,null,0,0,0,0,0,0]
[null,1787,75,3,{"$f":"Daten!L1816","v":0},{"$f":"Daten!M1816","v":0},null,null,0,0,0,0,0,0]
[null,1788,75,3,{"$f":"Daten!L1817","v":0},{"$f":"Daten!M1817","v":0},null,null,0,0,0,0,0,0]
[null,1789,75,3,{"$f":"Daten!L1818","v":0},{"$f":"Daten!M1818","v":0},null,null,0,0,0,0,0,0]
[null,1790,75,3,{"$f":"Daten!L1819","v":0},{"$f":"Daten!M1819","v":0},null,null,0,0,0,0,0,0]
[null,1791,75,3,{"$f":"Daten!L1820","v":0},{"$f":"Daten!M1820","v":0},null,null,0,0,0,0,0,0]
[null,1792,75,3,{"$f":"Daten!L1821","v":0},{"$f":"Daten!M1821","v":0},null,null,0,0,0,0,0,0]
[null,1793,75,3,{"$f":"Daten!L1822","v":0},{"$f":"Daten!M1822","v":0},null,null,0,0,0,0,0,{"$f":"IF(L1809>0,I1809+L1809*Wirkungsgrad,I1809+L1809)","v":0}]
[null,1794,{"$f":"CEILING(B1810/24,1)","v":75},{"$f":"MONTH(C1810)","v":3},{"$f":"Daten!L1823","v":0},{"$f":"Daten!M1823","v":0},null,null,0,{"$f":"MIN(E1810,F1810+I1810)","v":0},{"$f":"E1810-J1810","v":0},{"$f":"MIN((F1810-J1810),0-I1810)","v":0},{"$f":"F1810-(J1810+L1810)","v":0},0]
[null,1795,75,3,{"$f":"Daten!L1824","v":0},{"$f":"Daten!M1824","v":0},null,null,{"$f":"N1810","v":0},0,0,0,0,0]
[null,1796,75,3,{"$f":"Daten!L1825","v":0},{"$f":"Daten!M1825","v":0},null,null,0,0,0,0,0,0]
[null,1797,75,3,{"$f":"Daten!L1826","v":0},{"$f":"Daten!M1826","v":0},null,null,0,0,0,0,0,0]
[null,1798,75,3,{"$f":"Daten!L1827","v":0},{"$f":"Daten!M1827","v":0},null,null,0,0,0,0,0,0]
[null,1799,75,3,{"$f":"Daten!L1828","v":0},{"$f":"Daten!M1828","v":0},null,null,0,0,0,0,0,0]
[null,1800,75,3,{"$f":"Daten!L1829","v":0},{"$f":"Daten!M1829","v":0},null,null,0,0,0,0,0,0]
[null,1801,76,3,{"$f":"Daten!L1830","v":0},{"$f":"Daten!M1830","v":0},null,null,0,0,0,0,0,0]
[null,1802,76,3,{"$f":"Daten!L1831","v":0},{"$f":"Daten!M1831","v":0},null,null,0,0,0,0,0,0]
[null,1803,76,3,{"$f":"Daten!L1832","v":0},{"$f":"Daten!M1832","v":0},null,null,0,0,0,0,0,0]
[null,1804,76,3,{"$f":"Daten!L1833","v":0},{"$f":"Daten!M1833","v":0},null,null,0,0,0,0,0,0]
[null,1805,76,3,{"$f":"Daten!L1834","v":0},{"$f":"Daten!M1834","v":0},null,null,0,0,0,0,0,0]
[null,1806,76,3,{"$f":"Daten!L1835","v":0},{"$f":"Daten!M1835","v":0},null,null,0,0,0,0,0,0]
[null,1807,76,3,{"$f":"Daten!L1836","v":0},{"$f":"Daten!M1836","v":0},null,null,0,0,0,0,0,0]
[null,1808,76,3,{"$f":"Daten!L1837","v":0},{"$f":"Daten!M1837","v":0},null,null,0,0,0,0,0,0]
[null,1809,76,3,{"$f":"Daten!L1838","v":0},{"$f":"Daten!M1838","v":0},null,null,0,0,0,0,0,0]
[null,1810,76,3,{"$f":"Daten!L1839","v":0},{"$f":"Daten!M1839","v":0},null,null,0,0,0,0,0,0]
[null,1811,76,3,{"$f":"Daten!L1840","v":0},{"$f":"Daten!M1840","v":0},null,null,0,0,0,0,0,0]
[null,1812,76,3,{"$f":"Daten!L1841","v":0},{"$f":"Daten!M1841","v":0},null,null,0,0,0,0,0,0]
[null,1813,76,3,{"$f":"Daten!L1842","v":0},{"$f":"Daten!M1842","v":0},null,null,0,0,0,0,0,0]
[null,1814,76,3,{"$f":"Daten!L1843","v":0},{"$f":"Daten!M1843","v":0},null,null,0,0,0,0,0,0]
[null,1815,76,3,{"$f":"Daten!L1844","v":0},{"$f":"Daten!M1844","v":0},null,null,0,0,0,0,0,0]
[null,1816,76,3,{"$f":"Daten!L1845","v":0},{"$f":"Daten!M1845","v":0},null,null,0,0,0,0,0,0]
[null,1817,76,3,{"$f":"Daten!L1846","v":0},{"$f":"Daten!M1846","v":0},null,null,0,0,0,0,0,0]
[null,1818,76,3,{"$f":"Daten!L1847","v":0},{"$f":"Daten!M1847","v":0},null,null,0,0,0,0,0,0]
[null,1819,76,3,{"$f":"Daten!L1848","v":0},{"$f":"Daten!M1848","v":0},null,null,0,0,0,0,0,0]
[null,1820,76,3,{"$f":"Daten!L1849","v":0},{"$f":"Daten!M1849","v":0},null,null,0,0,0,0,0,0]
[null,1821,76,3,{"$f":"Daten!L1850","v":0},{"$f":"Daten!M1850","v":0},null,null,0,0,0,0,0,0]
[null,1822,76,3,{"$f":"Daten!L1851","v":0},{"$f":"Daten!M1851","v":0},null,null,0,0,0,0,0,0]
[null,1823,76,3,{"$f":"Daten!L1852","v":0},{"$f":"Daten!M1852","v":0},null,null,0,0,0,0,0,0]
[null,1824,76,3,{"$f":"Daten!L1853","v":0},{"$f":"Daten!M1853","v":0},null,null,0,0,0,0,0,0]
[null,1825,77,3,{"$f":"Daten!L1854","v":0},{"$f":"Daten!M1854","v":0},null,null,0,0,0,0,0,0]
[null,1826,77,3,{"$f":"Daten!L1855","v":0},{"$f":"Daten!M1855","v":0},null,null,0,0,0,0,0,0]
[null,1827,77,3,{"$f":"Daten!L1856","v":0},{"$f":"Daten!M1856","v":0},null,null,0,0,0,0,0,0]
[null,1828,77,3,{"$f":"Daten!L1857","v":0},{"$f":"Daten!M1857","v":0},null,null,0,0,0,0,0,0]
[null,1829,77,3,{"$f":"Daten!L1858","v":0},{"$f":"Daten!M1858","v":0},null,null,0,0,0,0,0,0]
[null,1830,77,3,{"$f":"Daten!L1859","v":0},{"$f":"Daten!M1859","v":0},null,null,0,0,0,0,0,0]
[null,1831,77,3,{"$f":"Daten!L1860","v":0},{"$f":"Daten!M1860","v":0},null,null,0,0,0,0,0,0]
[null,1832,77,3,{"$f":"Daten!L1861","v":0},{"$f":"Daten!M1861","v":0},null,null,0,0,0,0,0,0]
[null,1833,77,3,{"$f":"Daten!L1862","v":0},{"$f":"Daten!M1862","v":0},null,null,0,0,0,0,0,0]
[null,1834,77,3,{"$f":"Daten!L1863","v":0},{"$f":"Daten!M1863","v":0},null,null,0,0,0,0,0,0]
[null,1835,77,3,{"$f":"Daten!L1864","v":0},{"$f":"Daten!M1864","v":0},null,null,0,0,0,0,0,0]
[null,1836,77,3,{"$f":"Daten!L1865","v":0},{"$f":"Daten!M1865","v":0},null,null,0,0,0,0,0,0]
[null,1837,77,3,{"$f":"Daten!L1866","v":0},{"$f":"Daten!M1866","v":0},null,null,0,0,0,0,0,0]
[null,1838,77,3,{"$f":"Daten!L1867","v":0},{"$f":"Daten!M1867","v":0},null,null,0,0,0,0,0,0]
[null,1839,77,3,{"$f":"Daten!L1868","v":0},{"$f":"Daten!M1868","v":0},null,null,0,0,0,0,0,0]
[null,1840,77,3,{"$f":"Daten!L1869","v":0},{"$f":"Daten!M1869","v":0},null,null,0,0,0,0,0,0]
[null,1841,77,3,{"$f":"Daten!L1870","v":0},{"$f":"Daten!M1870","v":0},null,null,0,0,0,0,0,0]
[null,1842,77,3,{"$f":"Daten!L1871","v":0},{"$f":"Daten!M1871","v":0},null,null,0,0,0,0,0,0]
[null,1843,77,3,{"$f":"Daten!L1872","v":0},{"$f":"Daten!M1872","v":0},null,null,0,0,0,0,0,0]
[null,1844,77,3,{"$f":"Daten!L1873","v":0},{"$f":"Daten!M1873","v":0},null,null,0,0,0,0,0,0]
[null,1845,77,3,{"$f":"Daten!L1874","v":0},{"$f":"Daten!M1874","v":0},null,null,0,0,0,0,0,0]
[null,1846,77,3,{"$f":"Daten!L1875","v":0},{"$f":"Daten!M1875","v":0},null,null,0,0,0,0,0,0]
[null,1847,77,3,{"$f":"Daten!L1876","v":0},{"$f":"Daten!M1876","v":0},null,null,0,0,0,0,0,0]
[null,1848,77,3,{"$f":"Daten!L1877","v":0},{"$f":"Daten!M1877","v":0},null,null,0,0,0,0,0,0]
[null,1849,78,3,{"$f":"Daten!L1878","v":0},{"$f":"Daten!M1878","v":0},null,null,0,0,0,0,0,0]
[null,1850,78,3,{"$f":"Daten!L1879","v":0},{"$f":"Daten!M1879","v":0},null,null,0,0,0,0,0,0]
[null,1851,78,3,{"$f":"Daten!L1880","v":0},{"$f":"Daten!M1880","v":0},null,null,0,0,0,0,0,0]
[null,1852,78,3,{"$f":"Daten!L1881","v":0},{"$f":"Daten!M1881","v":0},null,null,0,0,0,0,0,0]
[null,1853,78,3,{"$f":"Daten!L1882","v":0},{"$f":"Daten!M1882","v":0},null,null,0,0,0,0,0,0]
[null,1854,78,3,{"$f":"Daten!L1883","v":0},{"$f":"Daten!M1883","v":0},null,null,0,0,0,0,0,0]
[null,1855,78,3,{"$f":"Daten!L1884","v":0},{"$f":"Daten!M1884","v":0},null,null,0,0,0,0,0,0]
[null,1856,78,3,{"$f":"Daten!L1885","v":0},{"$f":"Daten!M1885","v":0},null,null,0,0,0,0,0,0]
[null,1857,78,3,{"$f":"Daten!L1886","v":0},{"$f":"Daten!M1886","v":0},null,null,0,0,0,0,0,{"$f":"IF(L1873>0,I1873+L1873*Wirkungsgrad,I1873+L1873)","v":0}]
[null,1858,{"$f":"CEILING(B1874/24,1)","v":78},{"$f":"MONTH(C1874)","v":3},{"$f":"Daten!L1887","v":0},{"$f":"Daten!M1887","v":0},null,null,0,{"$f":"MIN(E1874,F1874+I1874)","v":0},{"$f":"E1874-J1874","v":0},{"$f":"MIN((F1874-J1874),0-I1874)","v":0},{"$f":"F1874-(J1874+L1874)","v":0},0]
[null,1859,78,3,{"$f":"Daten!L1888","v":0},{"$f":"Daten!M1888","v":0},null,null,{"$f":"N1874","v":0},0,0,0,0,0]
[null,1860,78,3,{"$f":"Daten!L1889","v":0},{"$f":"Daten!M1889","v":0},null,null,0,0,0,0,0,0]
[null,1861,78,3,{"$f":"Daten!L1890","v":0},{"$f":"Daten!M1890","v":0},null,null,0,0,0,0,0,0]
[null,1862,78,3,{"$f":"Daten!L1891","v":0},{"$f":"Daten!M1891","v":0},null,null,0,0,0,0,0,0]
[null,1863,78,3,{"$f":"Daten!L1892","v":0},{"$f":"Daten!M1892","v":0},null,null,0,0,0,0,0,0]
[null,1864,78,3,{"$f":"Daten!L1893","v":0},{"$f":"Daten!M1893","v":0},null,null,0,0,0,0,0,0]
[null,1865,78,3,{"$f":"Daten!L1894","v":0},{"$f":"Daten!M1894","v":0},null,null,0,0,0,0,0,0]
[null,1866,78,3,{"$f":"Daten!L1895","v":0},{"$f":"Daten!M1895","v":0},null,null,0,0,0,0,0,0]
[null,1867,78,3,{"$f":"Daten!L1896","v":0},{"$f":"Daten!M1896","v":0},null,null,0,0,0,0,0,0]
[null,1868,78,3,{"$f":"Daten!L1897","v":0},{"$f":"Daten!M1897","v":0},null,null,0,0,0,0,0,0]
[null,1869,78,3,{"$f":"Daten!L1898","v":0},{"$f":"Daten!M1898","v":0},null,null,0,0,0,0,0,0]
[null,1870,78,3,{"$f":"Daten!L1899","v":0},{"$f":"Daten!M1899","v":0},null,null,0,0,0,0,0,0]
[null,1871,78,3,{"$f":"Daten!L1900","v":0},{"$f":"Daten!M1900","v":0},null,null,0,0,0,0,0,0]
[null,1872,78,3,{"$f":"Daten!L1901","v":0},{"$f":"Daten!M1901","v":0},null,null,0,0,0,0,0,0]
[null,1873,79,3,{"$f":"Daten!L1902","v":0},{"$f":"Daten!M1902","v":0},null,null,0,0,0,0,0,0]
[null,1874,79,3,{"$f":"Daten!L1903","v":0},{"$f":"Daten!M1903","v":0},null,null,0,0,0,0,0,0]
[null,1875,79,3,{"$f":"Daten!L1904","v":0},{"$f":"Daten!M1904","v":0},null,null,0,0,0,0,0,0]
[null,1876,79,3,{"$f":"Daten!L1905","v":0},{"$f":"Daten!M1905","v":0},null,null,0,0,0,0,0,0]
[null,1877,79,3,{"$f":"Daten!L1906","v":0},{"$f":"Daten!M1906","v":0},null,null,0,0,0,0,0,0]
[null,1878,79,3,{"$f":"Daten!L1907","v":0},{"$f":"Daten!M1907","v":0},null,null,0,0,0,0,0,0]
[null,1879,79,3,{"$f":"Daten!L1908","v":0},{"$f":"Daten!M1908","v":0},null,null,0,0,0,0,0,0]
[null,1880,79,3,{"$f":"Daten!L1909","v":0},{"$f":"Daten!M1909","v":0},null,null,0,0,0,0,0,0]
[null,1881,79,3,{"$f":"Daten!L1910","v":0},{"$f":"Daten!M1910","v":0},null,null,0,0,0,0,0,0]
[null,1882,79,3,{"$f":"Daten!L1911","v":0},{"$f":"Daten!M1911","v":0},null,null,0,0,0,0,0,0]
[null,1883,79,3,{"$f":"Daten!L1912","v":0},{"$f":"Daten!M1912","v":0},null,null,0,0,0,0,0,0]
[null,1884,79,3,{"$f":"Daten!L1913","v":0},{"$f":"Daten!M1913","v":0},null,null,0,0,0,0,0,0]
[null,1885,79,3,{"$f":"Daten!L1914","v":0},{"$f":"Daten!M1914","v":0},null,null,0,0,0,0,0,0]
[null,1886,79,3,{"$f":"Daten!L1915","v":0},{"$f":"Daten!M1915","v":0},null,null,0,0,0,0,0,0]
[null,1887,79,3,{"$f":"Daten!L1916","v":0},{"$f":"Daten!M1916","v":0},null,null,0,0,0,0,0,0]
[null,1888,79,3,{"$f":"Daten!L1917","v":0},{"$f":"Daten!M1917","v":0},null,null,0,0,0,0,0,0]
[null,1889,79,3,{"$f":"Daten!L1918","v":0},{"$f":"Daten!M1918","v":0},null,null,0,0,0,0,0,0]
[null,1890,79,3,{"$f":"Daten!L1919","v":0},{"$f":"Daten!M1919","v":0},null,null,0,0,0,0,0,0]
[null,1891,79,3,{"$f":"Daten!L1920","v":0},{"$f":"Daten!M1920","v":0},null,null,0,0,0,0,0,0]
[null,1892,79,3,{"$f":"Daten!L1921","v":0},{"$f":"Daten!M1921","v":0},null,null,0,0,0,0,0,0]
[null,1893,79,3,{"$f":"Daten!L1922","v":0},{"$f":"Daten!M1922","v":0},null,null,0,0,0,0,0,0]
[null,1894,79,3,{"$f":"Daten!L1923","v":0},{"$f":"Daten!M1923","v":0},null,null,0,0,0,0,0,0]
[null,1895,79,3,{"$f":"Daten!L1924","v":0},{"$f":"Daten!M1924","v":0},null,null,0,0,0,0,0,0]
[null,1896,79,3,{"$f":"Daten!L1925","v":0},{"$f":"Daten!M1925","v":0},null,null,0,0,0,0,0,0]
[null,1897,80,3,{"$f":"Daten!L1926","v":0},{"$f":"Daten!M1926","v":0},null,null,0,0,0,0,0,0]
[null,1898,80,3,{"$f":"Daten!L1927","v":0},{"$f":"Daten!M1927","v":0},null,null,0,0,0,0,0,0]
[null,1899,80,3,{"$f":"Daten!L1928","v":0},{"$f":"Daten!M1928","v":0},null,null,0,0,0,0,0,0]
[null,1900,80,3,{"$f":"Daten!L1929","v":0},{"$f":"Daten!M1929","v":0},null,null,0,0,0,0,0,0]
[null,1901,80,3,{"$f":"Daten!L1930","v":0},{"$f":"Daten!M1930","v":0},null,null,0,0,0,0,0,0]
[null,1902,80,3,{"$f":"Daten!L1931","v":0},{"$f":"Daten!M1931","v":0},null,null,0,0,0,0,0,0]
[null,1903,80,3,{"$f":"Daten!L1932","v":0},{"$f":"Daten!M1932","v":0},null,null,0,0,0,0,0,0]
[null,1904,80,3,{"$f":"Daten!L1933","v":0},{"$f":"Daten!M1933","v":0},null,null,0,0,0,0,0,0]
[null,1905,80,3,{"$f":"Daten!L1934","v":0},{"$f":"Daten!M1934","v":0},null,null,0,0,0,0,0,0]
[null,1906,80,3,{"$f":"Daten!L1935","v":0},{"$f":"Daten!M1935","v":0},null,null,0,0,0,0,0,0]
[null,1907,80,3,{"$f":"Daten!L1936","v":0},{"$f":"Daten!M1936","v":0},null,null,0,0,0,0,0,0]
[null,1908,80,3,{"$f":"Daten!L1937","v":0},{"$f":"Daten!M1937","v":0},null,null,0,0,0,0,0,0]
[null,1909,80,3,{"$f":"Daten!L1938","v":0},{"$f":"Daten!M1938","v":0},null,null,0,0,0,0,0,0]
[null,1910,80,3,{"$f":"Daten!L1939","v":0},{"$f":"Daten!M1939","v":0},null,null,0,0,0,0,0,0]
[null,1911,80,3,{"$f":"Daten!L1940","v":0},{"$f":"Daten!M1940","v":0},null,null,0,0,0,0,0,0]
[null,1912,80,3,{"$f":"Daten!L1941","v":0},{"$f":"Daten!M1941","v":0},null,null,0,0,0,0,0,0]
[null,1913,80,3,{"$f":"Daten!L1942","v":0},{"$f":"Daten!M1942","v":0},null,null,0,0,0,0,0,0]
[null,1914,80,3,{"$f":"Daten!L1943","v":0},{"$f":"Daten!M1943","v":0},null,null,0,0,0,0,0,0]
[null,1915,80,3,{"$f":"Daten!L1944","v":0},{"$f":"Daten!M1944","v":0},null,null,0,0,0,0,0,0]
[null,1916,80,3,{"$f":"Daten!L1945","v":0},{"$f":"Daten!M1945","v":0},null,null,0,0,0,0,0,0]
[null,1917,80,3,{"$f":"Daten!L1946","v":0},{"$f":"Daten!M1946","v":0},null,null,0,0,0,0,0,0]
[null,1918,80,3,{"$f":"Daten!L1947","v":0},{"$f":"Daten!M1947","v":0},null,null,0,0,0,0,0,0]
[null,1919,80,3,{"$f":"Daten!L1948","v":0},{"$f":"Daten!M1948","v":0},null,null,0,0,0,0,0,0]
[null,1920,80,3,{"$f":"Daten!L1949","v":0},{"$f":"Daten!M1949","v":0},null,null,0,0,0,0,0,0]
[null,1921,81,3,{"$f":"Daten!L1950","v":0},{"$f":"Daten!M1950","v":0},null,null,0,0,0,0,0,{"$f":"IF(L1937>0,I1937+L1937*Wirkungsgrad,I1937+L1937)","v":0}]
[null,1922,{"$f":"CEILING(B1938/24,1)","v":81},{"$f":"MONTH(C1938)","v":3},{"$f":"Daten!L1951","v":0},{"$f":"Daten!M1951","v":0},null,null,0,{"$f":"MIN(E1938,F1938+I1938)","v":0},{"$f":"E1938-J1938","v":0},{"$f":"MIN((F1938-J1938),0-I1938)","v":0},{"$f":"F1938-(J1938+L1938)","v":0},0]
[null,1923,81,3,{"$f":"Daten!L1952","v":0},{"$f":"Daten!M1952","v":0},null,null,{"$f":"N1938","v":0},0,0,0,0,0]
[null,1924,81,3,{"$f":"Daten!L1953","v":0},{"$f":"Daten!M1953","v":0},null,null,0,0,0,0,0,0]
[null,1925,81,3,{"$f":"Daten!L1954","v":0},{"$f":"Daten!M1954","v":0},null,null,0,0,0,0,0,0]
[null,1926,81,3,{"$f":"Daten!L1955","v":0},{"$f":"Daten!M1955","v":0},null,null,0,0,0,0,0,0]
[null,1927,81,3,{"$f":"Daten!L1956","v":0},{"$f":"Daten!M1956","v":0},null,null,0,0,0,0,0,0]
[null,1928,81,3,{"$f":"Daten!L1957","v":0},{"$f":"Daten!M1957","v":0},null,null,0,0,0,0,0,0]
[null,1929,81,3,{"$f":"Daten!L1958","v":0},{"$f":"Daten!M1958","v":0},null,null,0,0,0,0,0,0]
[null,1930,81,3,{"$f":"Daten!L1959","v":0},{"$f":"Daten!M1959","v":0},null,null,0,0,0,0,0,0]
[null,1931,81,3,{"$f":"Daten!L1960","v":0},{"$f":"Daten!M1960","v":0},null,null,0,0,0,0,0,0]
[null,1932,81,3,{"$f":"Daten!L1961","v":0},{"$f":"Daten!M1961","v":0},null,null,0,0,0,0,0,0]
[null,1933,81,3,{"$f":"Daten!L1962","v":0},{"$f":"Daten!M1962","v":0},null,null,0,0,0,0,0,0]
[null,1934,81,3,{"$f":"Daten!L1963","v":0},{"$f":"Daten!M1963","v":0},null,null,0,0,0,0,0,0]
[null,1935,81,3,{"$f":"Daten!L1964","v":0},{"$f":"Daten!M1964","v":0},null,null,0,0,0,0,0,0]
[null,1936,81,3,{"$f":"Daten!L1965","v":0},{"$f":"Daten!M1965","v":0},null,null,0,0,0,0,0,0]
[null,1937,81,3,{"$f":"Daten!L1966","v":0},{"$f":"Daten!M1966","v":0},null,null,0,0,0,0,0,0]
[null,1938,81,3,{"$f":"Daten!L1967","v":0},{"$f":"Daten!M1967","v":0},null,null,0,0,0,0,0,0]
[null,1939,81,3,{"$f":"Daten!L1968","v":0},{"$f":"Daten!M1968","v":0},null,null,0,0,0,0,0,0]
[null,1940,81,3,{"$f":"Daten!L1969","v":0},{"$f":"Daten!M1969","v":0},null,null,0,0,0,0,0,0]
[null,1941,81,3,{"$f":"Daten!L1970","v":0},{"$f":"Daten!M1970","v":0},null,null,0,0,0,0,0,0]
[null,1942,81,3,{"$f":"Daten!L1971","v":0},{"$f":"Daten!M1971","v":0},null,null,0,0,0,0,0,0]
[null,1943,81,3,{"$f":"Daten!L1972","v":0},{"$f":"Daten!M1972","v":0},null,null,0,0,0,0,0,0]
[null,1944,81,3,{"$f":"Daten!L1973","v":0},{"$f":"Daten!M1973","v":0},null,null,0,0,0,0,0,0]
[null,1945,82,3,{"$f":"Daten!L1974","v":0},{"$f":"Daten!M1974","v":0},null,null,0,0,0,0,0,0]
[null,1946,82,3,{"$f":"Daten!L1975","v":0},{"$f":"Daten!M1975","v":0},null,null,0,0,0,0,0,0]
[null,1947,82,3,{"$f":"Daten!L1976","v":0},{"$f":"Daten!M1976","v":0},null,null,0,0,0,0,0,0]
[null,1948,82,3,{"$f":"Daten!L1977","v":0},{"$f":"Daten!M1977","v":0},null,null,0,0,0,0,0,0]
[null,1949,82,3,{"$f":"Daten!L1978","v":0},{"$f":"Daten!M1978","v":0},null,null,0,0,0,0,0,0]
[null,1950,82,3,{"$f":"Daten!L1979","v":0},{"$f":"Daten!M1979","v":0},null,null,0,0,0,0,0,0]
[null,1951,82,3,{"$f":"Daten!L1980","v":0},{"$f":"Daten!M1980","v":0},null,null,0,0,0,0,0,0]
[null,1952,82,3,{"$f":"Daten!L1981","v":0},{"$f":"Daten!M1981","v":0},null,null,0,0,0,0,0,0]
[null,1953,82,3,{"$f":"Daten!L1982","v":0},{"$f":"Daten!M1982","v":0},null,null,0,0,0,0,0,0]
[null,1954,82,3,{"$f":"Daten!L1983","v":0},{"$f":"Daten!M1983","v":0},null,null,0,0,0,0,0,0]
[null,1955,82,3,{"$f":"Daten!L1984","v":0},{"$f":"Daten!M1984","v":0},null,null,0,0,0,0,0,0]
[null,1956,82,3,{"$f":"Daten!L1985","v":0},{"$f":"Daten!M1985","v":0},null,null,0,0,0,0,0,0]
[null,1957,82,3,{"$f":"Daten!L1986","v":0},{"$f":"Daten!M1986","v":0},null,null,0,0,0,0,0,0]
[null,1958,82,3,{"$f":"Daten!L1987","v":0},{"$f":"Daten!M1987","v":0},null,null,0,0,0,0,0,0]
[null,1959,82,3,{"$f":"Daten!L1988","v":0},{"$f":"Daten!M1988","v":0},null,null,0,0,0,0,0,0]
[null,1960,82,3,{"$f":"Daten!L1989","v":0},{"$f":"Daten!M1989","v":0},null,null,0,0,0,0,0,0]
[null,1961,82,3,{"$f":"Daten!L1990","v":0},{"$f":"Daten!M1990","v":0},null,null,0,0,0,0,0,0]
[null,1962,82,3,{"$f":"Daten!L1991","v":0},{"$f":"Daten!M1991","v":0},null,null,0,0,0,0,0,0]
[null,1963,82,3,{"$f":"Daten!L1992","v":0},{"$f":"Daten!M1992","v":0},null,null,0,0,0,0,0,0]
[null,1964,82,3,{"$f":"Daten!L1993","v":0},{"$f":"Daten!M1993","v":0},null,null,0,0,0,0,0,0]
[null,1965,82,3,{"$f":"Daten!L1994","v":0},{"$f":"Daten!M1994","v":0},null,null,0,0,0,0,0,0]
[null,1966,82,3,{"$f":"Daten!L1995","v":0},{"$f":"Daten!M1995","v":0},null,null,0,0,0,0,0,0]
[null,1967,82,3,{"$f":"Daten!L1996","v":0},{"$f":"Daten!M1996","v":0},null,null,0,0,0,0,0,0]
[null,1968,82,3,{"$f":"Daten!L1997","v":0},{"$f":"Daten!M1997","v":0},null,null,0,0,0,0,0,0]
[null,1969,83,3,{"$f":"Daten!L1998","v":0},{"$f":"Daten!M1998","v":0},null,null,0,0,0,0,0,0]
[null,1970,83,3,{"$f":"Daten!L1999","v":0},{"$f":"Daten!M1999","v":0},null,null,0,0,0,0,0,0]
[null,1971,83,3,{"$f":"Daten!L2000","v":0},{"$f":"Daten!M2000","v":0},null,null,0,0,0,0,0,0]
[null,1972,83,3,{"$f":"Daten!L2001","v":0},{"$f":"Daten!M2001","v":0},null,null,0,0,0,0,0,0]
[null,1973,83,3,{"$f":"Daten!L2002","v":0},{"$f":"Daten!M2002","v":0},null,null,0,0,0,0,0,0]
[null,1974,83,3,{"$f":"Daten!L2003","v":0},{"$f":"Daten!M2003","v":0},null,null,0,0,0,0,0,0]
[null,1975,83,3,{"$f":"Daten!L2004","v":0},{"$f":"Daten!M2004","v":0},null,null,0,0,0,0,0,0]
[null,1976,83,3,{"$f":"Daten!L2005","v":0},{"$f":"Daten!M2005","v":0},null,null,0,0,0,0,0,0]
[null,1977,83,3,{"$f":"Daten!L2006","v":0},{"$f":"Daten!M2006","v":0},null,null,0,0,0,0,0,0]
[null,1978,83,3,{"$f":"Daten!L2007","v":0},{"$f":"Daten!M2007","v":0},null,null,0,0,0,0,0,0]
[null,1979,83,3,{"$f":"Daten!L2008","v":0},{"$f":"Daten!M2008","v":0},null,null,0,0,0,0,0,0]
[null,1980,83,3,{"$f":"Daten!L2009","v":0},{"$f":"Daten!M2009","v":0},null,null,0,0,0,0,0,0]
[null,1981,83,3,{"$f":"Daten!L2010","v":0},{"$f":"Daten!M2010","v":0},null,null,0,0,0,0,0,0]
[null,1982,83,3,{"$f":"Daten!L2011","v":0},{"$f":"Daten!M2011","v":0},null,null,0,0,0,0,0,0]
[null,1983,83,3,{"$f":"Daten!L2012","v":0},{"$f":"Daten!M2012","v":0},null,null,0,0,0,0,0,0]
[null,1984,83,3,{"$f":"Daten!L2013","v":0},{"$f":"Daten!M2013","v":0},null,null,0,0,0,0,0,0]
[null,1985,83,3,{"$f":"Daten!L2014","v":0},{"$f":"Daten!M2014","v":0},null,null,0,0,0,0,0,{"$f":"IF(L2001>0,I2001+L2001*Wirkungsgrad,I2001+L2001)","v":0}]
[null,1989,83,3,{"$f":"Daten!L2018","v":0},{"$f":"Daten!M2018","v":0},null,null,0,0,0,0,0,0]
[null,1992,83,3,{"$f":"Daten!L2021","v":0},{"$f":"Daten!M2021","v":0},null,null,0,0,0,0,0,0]
[null,1996,84,3,{"$f":"Daten!L2025","v":0},{"$f":"Daten!M2025","v":0},null,null,0,0,0,0,0,0]
[null,1999,84,3,{"$f":"Daten!L2028","v":0},{"$f":"Daten!M2028","v":0},null,null,0,0,0,0,0,0]
[null,2002,84,3,{"$f":"Daten!L2031","v":0},{"$f":"Daten!M2031","v":0},null,null,0,0,0,0,0,0]
[null,2003,84,3,{"$f":"Daten!L2032","v":0},{"$f":"Daten!M2032","v":0},null,null,0,0,0,0,0,0]
[null,2006,84,3,{"$f":"Daten!L2035","v":0},{"$f":"Daten!M2035","v":0},null,null,0,0,0,0,0,0]
[null,2011,84,3,{"$f":"Daten!L2040","v":0},{"$f":"Daten!M2040","v":0},null,null,0,0,0,0,0,0]
[null,2014,84,3,{"$f":"Daten!L2043","v":0},{"$f":"Daten!M2043","v":0},null,null,0,0,0,0,0,0]
[null,2017,85,3,{"$f":"Daten!L2046","v":0},{"$f":"Daten!M2046","v":0},null,null,0,0,0,0,0,0]
[null,2021,85,3,{"$f":"Daten!L2050","v":0},{"$f":"Daten!M2050","v":0},null,null,0,0,0,0,0,0]
[null,2024,85,3,{"$f":"Daten!L2053","v":0},{"$f":"Daten!M2053","v":0},null,null,0,0,0,0,0,0]
[null,2027,85,3,{"$f":"Daten!L2056","v":0},{"$f":"Daten!M2056","v":0},null,null,0,0,0,0,0,0]
[null,2031,85,3,{"$f":"Daten!L2060","v":0},{"$f":"Daten!M2060","v":0},null,null,0,0,0,0,0,0]
[null,2032,85,3,{"$f":"Daten!L2061","v":0},{"$f":"Daten!M2061","v":0},null,null,0,0,0,0,0,0]
[null,2036,85,3,{"$f":"Daten!L2065","v":0},{"$f":"Daten!M2065","v":0},null,null,0,0,0,0,0,0]
[null,2039,85,3,{"$f":"Daten!L2068","v":0},{"$f":"Daten!M2068","v":0},null,null,0,0,0,0,0,0]
[null,2042,86,3,{"$f":"Daten!L2071","v":0},{"$f":"Daten!M2071","v":0},null,null,0,0,0,0,0,0]
[null,2046,86,3,{"$f":"Daten!L2075","v":0},{"$f":"Daten!M2075","v":0},null,null,0,0,0,0,0,0]
[null,2049,86,3,{"$f":"Daten!L2078","v":0},{"$f":"Daten!M2078","v":0},null,null,0,0,0,0,0,{"$f":"IF(L2065>0,I2065+L2065*Wirkungsgrad,I2065+L2065)","v":0}]
[null,2052,86,3,{"$f":"Daten!L2081","v":0},{"$f":"Daten!M2081","v":0},null,null,0,0,0,0,0,0]
[null,2054,86,3,{"$f":"Daten!L2083","v":0},{"$f":"Daten!M2083","v":0},null,null,0,0,0,0,0,0]
[null,2057,86,3,{"$f":"Daten!L2086","v":0},{"$f":"Daten!M2086","v":0},null,null,0,0,0,0,0,0]
[null,2061,86,3,{"$f":"Daten!L2090","v":0},{"$f":"Daten!M2090","v":0},null,null,0,0,0,0,0,0]
[null,2064,86,3,{"$f":"Daten!L2093","v":0},{"$f":"Daten!M2093","v":0},null,null,0,0,0,0,0,0]
[null,2067,87,3,{"$f":"Daten!L2096","v":0},{"$f":"Daten!M2096","v":0},null,null,0,0,0,0,0,0]
[null,2071,87,3,{"$f":"Daten!L2100","v":0},{"$f":"Daten!M2100","v":0},null,null,0,0,0,0,0,0]
[null,2073,87,3,{"$f":"Daten!L2102","v":0},{"$f":"Daten!M2102","v":0},null,null,0,0,0,0,0,0]
[null,2076,87,3,{"$f":"Daten!L2105","v":0},{"$f":"Daten!M2105","v":0},null,null,0,0,0,0,0,0]
[null,2079,87,3,{"$f":"Daten!L2108","v":0},{"$f":"Daten!M2108","v":0},null,null,0,0,0,0,0,0]
[null,2082,87,3,{"$f":"Daten!L2111","v":0},{"$f":"Daten!M2111","v":0},null,null,0,0,0,0,0,0]
[null,2086,87,3,{"$f":"Daten!L2115","v":0},{"$f":"Daten!M2115","v":0},null,null,0,0,0,0,0,0]
[null,2089,88,3,{"$f":"Daten!L2118","v":0},{"$f":"Daten!M2118","v":0},null,null,0,0,0,0,0,0]
[null,2092,88,3,{"$f":"Daten!L2121","v":0},{"$f":"Daten!M2121","v":0},null,null,0,0,0,0,0,0]
[null,2096,88,3,{"$f":"Daten!L2125","v":0},{"$f":"Daten!M2125","v":0},null,null,0,0,0,0,0,0]
[null,2098,88,3,{"$f":"Daten!L2127","v":0},{"$f":"Daten!M2127","v":0},null,null,0,0,0,0,0,0]
[null,2101,88,3,{"$f":"Daten!L2130","v":0},{"$f":"Daten!M2130","v":0},null,null,0,0,0,0,0,0]
[null,2104,88,3,{"$f":"Daten!L2133","v":0},{"$f":"Daten!M2133","v":0},null,null,0,0,0,0,0,0]
[null,2107,88,3,{"$f":"Daten!L2136","v":0},{"$f":"Daten!M2136","v":0},null,null,0,0,0,0,0,0]
[null,2111,88,3,{"$f":"Daten!L2140","v":0},{"$f":"Daten!M2140","v":0},null,null,0,0,0,0,0,0]
[null,2114,{"$f":"CEILING(B2130/24,1)","v":89},{"$f":"MONTH(C2130)","v":3},{"$f":"Daten!L2143","v":0},{"$f":"Daten!M2143","v":0},null,null,0,{"$f":"MIN(E2130,F2130+I2130)","v":0},{"$f":"E2130-J2130","v":0},{"$f":"MIN((F2130-J2130),0-I2130)","v":0},{"$f":"F2130-(J2130+L2130)","v":0},0]
[null,2118,89,3,{"$f":"Daten!L2147","v":0},{"$f":"Daten!M2147","v":0},null,null,0,0,0,0,0,0]
[null,2119,89,3,{"$f":"Daten!L2148","v":0},{"$f":"Daten!M2148","v":0},null,null,0,0,0,0,0,0]
[null,2125,89,3,{"$f":"Daten!L2154","v":0},{"$f":"Daten!M2154","v":0},null,null,0,0,0,0,0,0]
[null,2126,89,3,{"$f":"Daten!L2155","v":0},{"$f":"Daten!M2155","v":0},null,null,0,0,0,0,0,0]
[null,2129,89,3,{"$f":"Daten!L2158","v":0},{"$f":"Daten!M2158","v":0},null,null,0,0,0,0,0,0]
[null,2132,89,3,{"$f":"Daten!L2161","v":0},{"$f":"Daten!M2161","v":0},null,null,0,0,0,0,0,0]
[null,2136,89,3,{"$f":"Daten!L2165","v":0},{"$f":"Daten!M2165","v":0},null,null,0,0,0,0,0,0]
[null,2139,90,3,{"$f":"Daten!L2168","v":0},{"$f":"Daten!M2168","v":0},null,null,0,0,0,0,0,0]
[null,2144,90,3,{"$f":"Daten!L2173","v":0},{"$f":"Daten!M2173","v":0},null,null,0,0,0,0,0,0]
[null,2147,90,3,{"$f":"Daten!L2176","v":0},{"$f":"Daten!M2176","v":0},null,null,0,0,0,0,0,0]
[null,2150,90,3,{"$f":"Daten!L2179","v":0},{"$f":"Daten!M2179","v":0},null,null,0,0,0,0,0,0]
[null,2151,90,3,{"$f":"Daten!L2180","v":0},{"$f":"Daten!M2180","v":0},null,null,0,0,0,0,0,0]
[null,2154,90,3,{"$f":"Daten!L2183","v":0},{"$f":"Daten!M2183","v":0},null,null,0,0,0,0,0,0]
[null,2158,90,3,{"$f":"Daten!L2187","v":0},{"$f":"Daten!M2187","v":0},null,null,0,0,0,0,0,0]
[null,2161,91,3,{"$f":"Daten!L2190","v":0},{"$f":"Daten!M2190","v":0},null,null,0,0,0,0,0,0]
[null,2165,91,3,{"$f":"Daten!L2194","v":0},{"$f":"Daten!M2194","v":0},null,null,0,0,0,0,0,0]
[null,2169,91,3,{"$f":"Daten!L2198","v":0},{"$f":"Daten!M2198","v":0},null,null,0,0,0,0,0,0]
[null,2172,91,3,{"$f":"Daten!L2201","v":0},{"$f":"Daten!M2201","v":0},null,null,0,0,0,0,0,0]
[null,2175,91,3,{"$f":"Daten!L2204","v":0},{"$f":"Daten!M2204","v":0},null,null,0,0,0,0,0,0]
[null,2176,91,3,{"$f":"Daten!L2205","v":0},{"$f":"Daten!M2205","v":0},null,null,0,0,0,0,0,0]
[null,2179,91,3,{"$f":"Daten!L2208","v":0},{"$f":"Daten!M2208","v":0},null,null,{"$f":"N2194","v":0},0,0,0,0,0]
[null,2183,91,3,{"$f":"Daten!L2212","v":0},{"$f":"Daten!M2212","v":0},null,null,0,0,0,0,0,0]
[null,2186,92,4,{"$f":"Daten!L2215","v":0},{"$f":"Daten!M2215","v":0},null,null,0,0,0,0,0,0]
[null,2190,92,4,{"$f":"Daten!L2219","v":0},{"$f":"Daten!M2219","v":0},null,null,0,0,0,0,0,0]
[null,2194,92,4,{"$f":"Daten!L2223","v":0},{"$f":"Daten!M2223","v":0},null,null,0,0,0,0,0,0]
[null,2197,92,4,{"$f":"Daten!L2226","v":0},{"$f":"Daten!M2226","v":0},null,null,0,0,0,0,0,0]
[null,2200,92,4,{"$f":"Daten!L2229","v":0},{"$f":"Daten!M2229","v":0},null,null,0,0,0,0,0,0]
[null,2201,92,4,{"$f":"Daten!L2230","v":0},{"$f":"Daten!M2230","v":0},null,null,0,0,0,0,0,0]
[null,2204,92,4,{"$f":"Daten!L2233","v":0},{"$f":"Daten!M2233","v":0},null,null,0,0,0,0,0,0]
[null,2208,92,4,{"$f":"Daten!L2237","v":0},{"$f":"Daten!M2237","v":0},null,null,0,0,0,0,0,0]
[null,2211,93,4,{"$f":"Daten!L2240","v":0},{"$f":"Daten!M2240","v":0},null,null,0,0,0,0,0,0]
[null,2215,93,4,{"$f":"Daten!L2244","v":0},{"$f":"Daten!M2244","v":0},null,null,0,0,0,0,0,0]
[null,2219,93,4,{"$f":"Daten!L2248","v":0},{"$f":"Daten!M2248","v":0},null,null,0,0,0,0,0,0]
[null,2222,93,4,{"$f":"Daten!L2251","v":0},{"$f":"Daten!M2251","v":0},null,null,0,0,0,0,0,0]
[null,2223,93,4,{"$f":"Daten!L2252","v":0},{"$f":"Daten!M2252","v":0},null,null,0,0,0,0,0,0]
[null,2226,93,4,{"$f":"Daten!L2255","v":0},{"$f":"Daten!M2255","v":0},null,null,0,0,0,0,0,0]
[null,2229,93,4,{"$f":"Daten!L2258","v":0},{"$f":"Daten!M2258","v":0},null,null,0,0,0,0,0,0]
[null,2232,93,4,{"$f":"Daten!L2261","v":0},{"$f":"Daten!M2261","v":0},null,null,0,0,0,0,0,0]
[null,2237,94,4,{"$f":"Daten!L2266","v":0},{"$f":"Daten!M2266","v":0},null,null,0,0,0,0,0,0]
[null,2240,94,4,{"$f":"Daten!L2269","v":0},{"$f":"Daten!M2269","v":0},null,null,0,0,0,0,0,0]
[null,2244,94,4,{"$f":"Daten!L2273","v":0},{"$f":"Daten!M2273","v":0},null,null,0,0,0,0,0,0]
[null,2247,94,4,{"$f":"Daten!L2276","v":0},{"$f":"Daten!M2276","v":0},null,null,0,0,0,0,0,0]
[null,2248,94,4,{"$f":"Daten!L2277","v":0},{"$f":"Daten!M2277","v":0},null,null,0,0,0,0,0,0]
[null,2251,94,4,{"$f":"Daten!L2280","v":0},{"$f":"Daten!M2280","v":0},null,null,0,0,0,0,0,0]
[null,2257,95,4,{"$f":"Daten!L2286","v":0},{"$f":"Daten!M2286","v":0},null,null,0,0,0,0,0,0]
[null,2259,95,4,{"$f":"Daten!L2288","v":0},{"$f":"Daten!M2288","v":0},null,null,0,0,0,0,0,0]
[null,2262,95,4,{"$f":"Daten!L2291","v":0},{"$f":"Daten!M2291","v":0},null,null,0,0,0,0,0,0]
[null,2265,95,4,{"$f":"Daten!L2294","v":0},{"$f":"Daten!M2294","v":0},null,null,0,0,0,0,0,0]
[null,2269,95,4,{"$f":"Daten!L2298","v":0},{"$f":"Daten!M2298","v":0},null,null,0,0,0,0,0,0]
[null,2272,95,4,{"$f":"Daten!L2301","v":0},{"$f":"Daten!M2301","v":0},null,null,0,0,0,0,0,0]
[null,2273,95,4,{"$f":"Daten!L2302","v":0},{"$f":"Daten!M2302","v":0},null,null,0,0,0,0,0,0]
[null,2276,95,4,{"$f":"Daten!L2305","v":0},{"$f":"Daten!M2305","v":0},null,null,0,0,0,0,0,0]
[null,2282,96,4,{"$f":"Daten!L2311","v":0},{"$f":"Daten!M2311","v":0},null,null,0,0,0,0,0,0]
[null,2284,96,4,{"$f":"Daten!L2313","v":0},{"$f":"Daten!M2313","v":0},null,null,0,0,0,0,0,0]
[null,2287,96,4,{"$f":"Daten!L2316","v":0},{"$f":"Daten!M2316","v":0},null,null,0,0,0,0,0,0]
[null,2291,96,4,{"$f":"Daten!L2320","v":0},{"$f":"Daten!M2320","v":0},null,null,0,0,0,0,0,0]
[null,2294,96,4,{"$f":"Daten!L2323","v":0},{"$f":"Daten!M2323","v":0},null,null,0,0,0,0,0,0]
[null,2297,96,4,{"$f":"Daten!L2326","v":0},{"$f":"Daten!M2326","v":0},null,null,0,0,0,0,0,0]
[null,2298,96,4,{"$f":"Daten!L2327","v":0},{"$f":"Daten!M2327","v":0},null,null,0,0,0,0,0,0]
[null,2303,96,4,{"$f":"Daten!L2332","v":0},{"$f":"Daten!M2332","v":0},null,null,0,0,0,0,0,0]
[null,2305,97,4,{"$f":"Daten!L2334","v":0},{"$f":"Daten!M2334","v":0},null,null,0,0,0,0,0,{"$f":"IF(L2321>0,I2321+L2321*Wirkungsgrad,I2321+L2321)","v":0}]
[null,2309,97,4,{"$f":"Daten!L2338","v":0},{"$f":"Daten!M2338","v":0},null,null,0,0,0,0,0,0]
[null,2312,97,4,{"$f":"Daten!L2341","v":0},{"$f":"Daten!M2341","v":0},null,null,0,0,0,0,0,0]
[null,2316,97,4,{"$f":"Daten!L2345","v":0},{"$f":"Daten!M2345","v":0},null,null,0,0,0,0,0,0]
[null,2319,97,4,{"$f":"Daten!L2348","v":0},{"$f":"Daten!M2348","v":0},null,null,0,0,0,0,0,0]
[null,2322,97,4,{"$f":"Daten!L2351","v":0},{"$f":"Daten!M2351","v":0},null,null,0,0,0,0,0,0]
[null,2324,97,4,{"$f":"Daten!L2353","v":0},{"$f":"Daten!M2353","v":0},null,null,0,0,0,0,0,0]
[null,2327,97,4,{"$f":"Daten!L2356","v":0},{"$f":"Daten!M2356","v":0},null,null,0,0,0,0,0,0]
[null,2331,98,4,{"$f":"Daten!L2360","v":0},{"$f":"Daten!M2360","v":0},null,null,0,0,0,0,0,0]
[null,2334,98,4,{"$f":"Daten!L2363","v":0},{"$f":"Daten!M2363","v":0},null,null,0,0,0,0,0,0]
[null,2337,98,4,{"$f":"Daten!L2366","v":0},{"$f":"Daten!M2366","v":0},null,null,0,0,0,0,0,0]
[null,2341,98,4,{"$f":"Daten!L2370","v":0},{"$f":"Daten!M2370","v":0},null,null,0,0,0,0,0,0]
[null,2344,98,4,{"$f":"Daten!L2373","v":0},{"$f":"Daten!M2373","v":0},null,null,0,0,0,0,0,0]
[null,2345,98,4,{"$f":"Daten!L2374","v":0},{"$f":"Daten!M2374","v":0},null,null,0,0,0,0,0,0]
[null,2349,98,4,{"$f":"Daten!L2378","v":0},{"$f":"Daten!M2378","v":0},null,null,0,0,0,0,0,0]
[null,2352,98,4,{"$f":"Daten!L2381","v":0},{"$f":"Daten!M2381","v":0},null,null,0,0,0,0,0,0]
[null,2356,99,4,{"$f":"Daten!L2385","v":0},{"$f":"Daten!M2385","v":0},null,null,0,0,0,0,0,0]
[null,2359,99,4,{"$f":"Daten!L2388","v":0},{"$f":"Daten!M2388","v":0},null,null,0,0,0,0,0,0]
[null,2362,99,4,{"$f":"Daten!L2391","v":0},{"$f":"Daten!M2391","v":0},null,null,0,0,0,0,0,0]
[null,2366,99,4,{"$f":"Daten!L2395","v":0},{"$f":"Daten!M2395","v":0},null,null,0,0,0,0,0,0]
[null,2369,99,4,{"$f":"Daten!L2398","v":0},{"$f":"Daten!M2398","v":0},null,null,0,0,0,0,0,{"$f":"IF(L2385>0,I2385+L2385*Wirkungsgrad,I2385+L2385)","v":0}]
[null,2370,{"$f":"CEILING(B2386/24,1)","v":99},{"$f":"MONTH(C2386)","v":4},{"$f":"Daten!L2399","v":0},{"$f":"Daten!M2399","v":0},null,null,0,{"$f":"MIN(E2386,F2386+I2386)","v":0},{"$f":"E2386-J2386","v":0},{"$f":"MIN((F2386-J2386),0-I2386)","v":0},{"$f":"F2386-(J2386+L2386)","v":0},0]
[null,2374,99,4,{"$f":"Daten!L2403","v":0},{"$f":"Daten!M2403","v":0},null,null,0,0,0,0,0,0]
[null,2377,100,4,{"$f":"Daten!L2406","v":0},{"$f":"Daten!M2406","v":0},null,null,0,0,0,0,0,0]
[null,2381,100,4,{"$f":"Daten!L2410","v":0},{"$f":"Daten!M2410","v":0},null,null,0,0,0,0,0,0]
[null,2384,100,4,{"$f":"Daten!L2413","v":0},{"$f":"Daten!M2413","v":0},null,null,0,0,0,0,0,0]
[null,2387,100,4,{"$f":"Daten!L2416","v":0},{"$f":"Daten!M2416","v":0},null,null,0,0,0,0,0,0]
[null,2391,100,4,{"$f":"Daten!L2420","v":0},{"$f":"Daten!M2420","v":0},null,null,0,0,0,0,0,0]
[null,2395,100,4,{"$f":"Daten!L2424","v":0},{"$f":"Daten!M2424","v":0},null,null,0,0,0,0,0,0]
[null,2396,100,4,{"$f":"Daten!L2425","v":0},{"$f":"Daten!M2425","v":0},null,null,0,0,0,0,0,0]
[null,2399,100,4,{"$f":"Daten!L2428","v":0},{"$f":"Daten!M2428","v":0},null,null,0,0,0,0,0,0]
[null,2402,101,4,{"$f":"Daten!L2431","v":0},{"$f":"Daten!M2431","v":0},null,null,0,0,0,0,0,0]
[null,2406,101,4,{"$f":"Daten!L2435","v":0},{"$f":"Daten!M2435","v":0},null,null,0,0,0,0,0,0]
[null,2409,101,4,{"$f":"Daten!L2438","v":0},{"$f":"Daten!M2438","v":0},null,null,0,0,0,0,0,0]
[null,2412,101,4,{"$f":"Daten!L2441","v":0},{"$f":"Daten!M2441","v":0},null,null,0,0,0,0,0,0]
[null,2416,101,4,{"$f":"Daten!L2445","v":0},{"$f":"Daten!M2445","v":0},null,null,0,0,0,0,0,0]
[null,2420,101,4,{"$f":"Daten!L2449","v":0},{"$f":"Daten!M2449","v":0},null,null,0,0,0,0,0,0]
[null,2421,101,4,{"$f":"Daten!L2450","v":0},{"$f":"Daten!M2450","v":0},null,null,0,0,0,0,0,0]
[null,2424,101,4,{"$f":"Daten!L2453","v":0},{"$f":"Daten!M2453","v":0},null,null,0,0,0,0,0,0]
[null,2427,102,4,{"$f":"Daten!L2456","v":0},{"$f":"Daten!M2456","v":0},null,null,0,0,0,0,0,0]
[null,2431,102,4,{"$f":"Daten!L2460","v":0},{"$f":"Daten!M2460","v":0},null,null,0,0,0,0,0,0]
[null,2434,{"$f":"CEILING(B2450/24,1)","v":102},{"$f":"MONTH(C2450)","v":4},{"$f":"Daten!L2463","v":0},{"$f":"Daten!M2463","v":0},null,null,0,{"$f":"MIN(E2450,F2450+I2450)","v":0},{"$f":"E2450-J2450","v":0},{"$f":"MIN((F2450-J2450),0-I2450)","v":0},{"$f":"F2450-(J2450+L2450)","v":0},0]
[null,2437,102,4,{"$f":"Daten!L2466","v":0},{"$f":"Daten!M2466","v":0},null,null,0,0,0,0,0,0]
[null,2442,102,4,{"$f":"Daten!L2471","v":0},{"$f":"Daten!M2471","v":0},null,null,0,0,0,0,0,0]
[null,2445,102,4,{"$f":"Daten!L2474","v":0},{"$f":"Daten!M2474","v":0},null,null,0,0,0,0,0,0]
[null,2446,102,4,{"$f":"Daten!L2475","v":0},{"$f":"Daten!M2475","v":0},null,null,0,0,0,0,0,0]
[null,2449,103,4,{"$f":"Daten!L2478","v":0},{"$f":"Daten!M2478","v":0},null,null,0,0,0,0,0,0]
[null,2452,103,4,{"$f":"Daten!L2481","v":0},{"$f":"Daten!M2481","v":0},null,null,0,0,0,0,0,0]
[null,2456,103,4,{"$f":"Daten!L2485","v":0},{"$f":"Daten!M2485","v":0},null,null,0,0,0,0,0,0]
[null,2459,103,4,{"$f":"Daten!L2488","v":0},{"$f":"Daten!M2488","v":0},null,null,0,0,0,0,0,0]
[null,2462,103,4,{"$f":"Daten!L2491","v":0},{"$f":"Daten!M2491","v":0},null,null,0,0,0,0,0,0]
[null,2467,103,4,{"$f":"Daten!L2496","v":0},{"$f":"Daten!M2496","v":0},null,null,0,0,0,0,0,0]
[null,2470,103,4,{"$f":"Daten!L2499","v":0},{"$f":"Daten!M2499","v":0},null,null,0,0,0,0,0,0]
[null,2471,103,4,{"$f":"Daten!L2500","v":0},{"$f":"Daten!M2500","v":0},null,null,0,0,0,0,0,0]
[null,2474,104,4,{"$f":"Daten!L2503","v":0},{"$f":"Daten!M2503","v":0},null,null,0,0,0,0,0,0]
[null,2477,104,4,{"$f":"Daten!L2506","v":0},{"$f":"Daten!M2506","v":0},null,null,0,0,0,0,0,0]
[null,2481,104,4,{"$f":"Daten!L2510","v":0},{"$f":"Daten!M2510","v":0},null,null,0,0,0,0,0,0]
[null,2483,104,4,{"$f":"Daten!L2512","v":0},{"$f":"Daten!M2512","v":0},null,null,0,0,0,0,0,0]
[null,2489,104,4,{"$f":"Daten!L2518","v":0},{"$f":"Daten!M2518","v":0},null,null,0,0,0,0,0,0]
[null,2492,104,4,{"$f":"Daten!L2521","v":0},{"$f":"Daten!M2521","v":0},null,null,0,0,0,0,0,0]
[null,2495,104,4,{"$f":"Daten!L2524","v":0},{"$f":"Daten!M2524","v":0},null,null,0,0,0,0,0,0]
[null,2496,104,4,{"$f":"Daten!L2525","v":0},{"$f":"Daten!M2525","v":0},null,null,0,0,0,0,0,0]
[null,2499,105,4,{"$f":"Daten!L2528","v":0},{"$f":"Daten!M2528","v":0},null,null,{"$f":"N2514","v":0},0,0,0,0,0]
[null,2503,105,4,{"$f":"Daten!L2532","v":0},{"$f":"Daten!M2532","v":0},null,null,0,0,0,0,0,0]
[null,2508,105,4,{"$f":"Daten!L2537","v":0},{"$f":"Daten!M2537","v":0},null,null,0,0,0,0,0,0]
[null,2510,105,4,{"$f":"Daten!L2539","v":0},{"$f":"Daten!M2539","v":0},null,null,0,0,0,0,0,0]
[null,2514,105,4,{"$f":"Daten!L2543","v":0},{"$f":"Daten!M2543","v":0},null,null,0,0,0,0,0,0]
[null,2517,105,4,{"$f":"Daten!L2546","v":0},{"$f":"Daten!M2546","v":0},null,null,0,0,0,0,0,0]
[null,2520,105,4,{"$f":"Daten!L2549","v":0},{"$f":"Daten!M2549","v":0},null,null,0,0,0,0,0,0]
[null,2521,106,4,{"$f":"Daten!L2550","v":0},{"$f":"Daten!M2550","v":0},null,null,0,0,0,0,0,0]
[null,2524,106,4,{"$f":"Daten!L2553","v":0},{"$f":"Daten!M2553","v":0},null,null,0,0,0,0,0,0]
[null,2529,106,4,{"$f":"Daten!L2558","v":0},{"$f":"Daten!M2558","v":0},null,null,0,0,0,0,0,0]
[null,2532,106,4,{"$f":"Daten!L2561","v":0},{"$f":"Daten!M2561","v":0},null,null,0,0,0,0,0,0]
[null,2535,106,4,{"$f":"Daten!L2564","v":0},{"$f":"Daten!M2564","v":0},null,null,0,0,0,0,0,0]
[null,2539,106,4,{"$f":"Daten!L2568","v":0},{"$f":"Daten!M2568","v":0},null,null,0,0,0,0,0,0]
[null,2542,106,4,{"$f":"Daten!L2571","v":0},{"$f":"Daten!M2571","v":0},null,null,0,0,0,0,0,0]
[null,2545,107,4,{"$f":"Daten!L2574","v":0},{"$f":"Daten!M2574","v":0},null,null,0,0,0,0,0,0]
[null,2546,107,4,{"$f":"Daten!L2575","v":0},{"$f":"Daten!M2575","v":0},null,null,0,0,0,0,0,0]
[null,2549,107,4,{"$f":"Daten!L2578","v":0},{"$f":"Daten!M2578","v":0},null,null,0,0,0,0,0,0]
[null,2554,107,4,{"$f":"Daten!L2583","v":0},{"$f":"Daten!M2583","v":0},null,null,0,0,0,0,0,0]
[null,2557,107,4,{"$f":"Daten!L2586","v":0},{"$f":"Daten!M2586","v":0},null,null,0,0,0,0,0,0]
[null,2560,107,4,{"$f":"Daten!L2589","v":0},{"$f":"Daten!M2589","v":0},null,null,0,0,0,0,0,0]
[null,2564,107,4,{"$f":"Daten!L2593","v":0},{"$f":"Daten!M2593","v":0},null,null,0,0,0,0,0,0]
[null,2567,107,4,{"$f":"Daten!L2596","v":0},{"$f":"Daten!M2596","v":0},null,null,0,0,0,0,0,0]
[null,2568,107,4,{"$f":"Daten!L2597","v":0},{"$f":"Daten!M2597","v":0},null,null,0,0,0,0,0,0]
[null,2571,108,4,{"$f":"Daten!L2600","v":0},{"$f":"Daten!M2600","v":0},null,null,0,0,0,0,0,0]
[null,2575,108,4,{"$f":"Daten!L2604","v":0},{"$f":"Daten!M2604","v":0},null,null,0,0,0,0,0,0]
[null,2579,108,4,{"$f":"Daten!L2608","v":0},{"$f":"Daten!M2608","v":0},null,null,0,0,0,0,0,0]
[null,2582,108,4,{"$f":"Daten!L2611","v":0},{"$f":"Daten!M2611","v":0},null,null,0,0,0,0,0,0]
[null,2585,108,4,{"$f":"Daten!L2614","v":0},{"$f":"Daten!M2614","v":0},null,null,0,0,0,0,0,0]
[null,2589,108,4,{"$f":"Daten!L2618","v":0},{"$f":"Daten!M2618","v":0},null,null,0,0,0,0,0,0]
[null,2592,108,4,{"$f":"Daten!L2621","v":0},{"$f":"Daten!M2621","v":0},null,null,0,0,0,0,0,0]
[null,2593,109,4,{"$f":"Daten!L2622","v":0},{"$f":"Daten!M2622","v":0},null,null,0,0,0,0,0,0]
[null,2596,109,4,{"$f":"Daten!L2625","v":0},{"$f":"Daten!M2625","v":0},null,null,0,0,0,0,0,0]
[null,2600,109,4,{"$f":"Daten!L2629","v":0},{"$f":"Daten!M2629","v":0},null,null,0,0,0,0,0,0]
[null,2604,109,4,{"$f":"Daten!L2633","v":0},{"$f":"Daten!M2633","v":0},null,null,0,0,0,0,0,0]
[null,2607,109,4,{"$f":"Daten!L2636","v":0},{"$f":"Daten!M2636","v":0},null,null,0,0,0,0,0,0]
[null,2611,109,4,{"$f":"Daten!L2640","v":0},{"$f":"Daten!M2640","v":0},null,null,0,0,0,0,0,0]
[null,2614,109,4,{"$f":"Daten!L2643","v":0},{"$f":"Daten!M2643","v":0},null,null,0,0,0,0,0,0]
[null,2617,110,4,{"$f":"Daten!L2646","v":0},{"$f":"Daten!M2646","v":0},null,null,0,0,0,0,0,0]
[null,2621,110,4,{"$f":"Daten!L2650","v":0},{"$f":"Daten!M2650","v":0},null,null,0,0,0,0,0,0]
[null,2622,110,4,{"$f":"Daten!L2651","v":0},{"$f":"Daten!M2651","v":0},null,null,0,0,0,0,0,0]
[null,2625,110,4,{"$f":"Daten!L2654","v":0},{"$f":"Daten!M2654","v":0},null,null,0,0,0,0,0,{"$f":"IF(L2641>0,I2641+L2641*Wirkungsgrad,I2641+L2641)","v":0}]
[null,2629,110,4,{"$f":"Daten!L2658","v":0},{"$f":"Daten!M2658","v":0},null,null,0,0,0,0,0,0]
[null,2632,110,4,{"$f":"Daten!L2661","v":0},{"$f":"Daten!M2661","v":0},null,null,0,0,0,0,0,0]
[null,2636,110,4,{"$f":"Daten!L2665","v":0},{"$f":"Daten!M2665","v":0},null,null,0,0,0,0,0,0]
[null,2639,110,4,{"$f":"Daten!L2668","v":0},{"$f":"Daten!M2668","v":0},null,null,0,0,0,0,0,0]
[null,2642,111,4,{"$f":"Daten!L2671","v":0},{"$f":"Daten!M2671","v":0},null,null,0,0,0,0,0,0]
[null,2646,111,4,{"$f":"Daten!L2675","v":0},{"$f":"Daten!M2675","v":0},null,null,0,0,0,0,0,0]
[null,2647,111,4,{"$f":"Daten!L2676","v":0},{"$f":"Daten!M2676","v":0},null,null,0,0,0,0,0,0]
[null,2650,111,4,{"$f":"Daten!L2679","v":0},{"$f":"Daten!M2679","v":0},null,null,0,0,0,0,0,0]
[null,2654,111,4,{"$f":"Daten!L2683","v":0},{"$f":"Daten!M2683","v":0},null,null,0,0,0,0,0,0]
[null,2657,111,4,{"$f":"Daten!L2686","v":0},{"$f":"Daten!M2686","v":0},null,null,0,0,0,0,0,0]
[null,2661,111,4,{"$f":"Daten!L2690","v":0},{"$f":"Daten!M2690","v":0},null,null,0,0,0,0,0,0]
[null,2664,111,4,{"$f":"Daten!L2693","v":0},{"$f":"Daten!M2693","v":0},null,null,0,0,0,0,0,0]
[null,2667,112,4,{"$f":"Daten!L2696","v":0},{"$f":"Daten!M2696","v":0},null,null,0,0,0,0,0,0]
[null,2669,112,4,{"$f":"Daten!L2698","v":0},{"$f":"Daten!M2698","v":0},null,null,0,0,0,0,0,0]
[null,2672,112,4,{"$f":"Daten!L2701","v":0},{"$f":"Daten!M2701","v":0},null,null,0,0,0,0,0,0]
[null,2676,112,4,{"$f":"Daten!L2705","v":0},{"$f":"Daten!M2705","v":0},null,null,0,0,0,0,0,0]
[null,2679,112,4,{"$f":"Daten!L2708","v":0},{"$f":"Daten!M2708","v":0},null,null,0,0,0,0,0,0]
[null,2682,112,4,{"$f":"Daten!L2711","v":0},{"$f":"Daten!M2711","v":0},null,null,0,0,0,0,0,0]
[null,2686,112,4,{"$f":"Daten!L2715","v":0},{"$f":"Daten!M2715","v":0},null,null,0,0,0,0,0,0]
[null,2688,112,4,{"$f":"Daten!L2717","v":0},{"$f":"Daten!M2717","v":0},null,null,0,0,0,0,0,0]
[null,2693,113,4,{"$f":"Daten!L2722","v":0},{"$f":"Daten!M2722","v":0},null,null,0,0,0,0,0,0]
[null,2694,113,4,{"$f":"Daten!L2723","v":0},{"$f":"Daten!M2723","v":0},null,null,0,0,0,0,0,0]
[null,2697,113,4,{"$f":"Daten!L2726","v":0},{"$f":"Daten!M2726","v":0},null,null,0,0,0,0,0,0]
[null,2701,113,4,{"$f":"Daten!L2730","v":0},{"$f":"Daten!M2730","v":0},null,null,0,0,0,0,0,0]
[null,2704,113,4,{"$f":"Daten!L2733","v":0},{"$f":"Daten!M2733","v":0},null,null,0,0,0,0,0,0]
[null,2707,113,4,{"$f":"Daten!L2736","v":0},{"$f":"Daten!M2736","v":0},null,null,0,0,0,0,0,0]
[null,2709,113,4,{"$f":"Daten!L2738","v":0},{"$f":"Daten!M2738","v":0},null,null,0,0,0,0,0,0]
[null,2715,114,4,{"$f":"Daten!L2744","v":0},{"$f":"Daten!M2744","v":0},null,null,0,0,0,0,0,0]
[null,2718,114,4,{"$f":"Daten!L2747","v":0},{"$f":"Daten!M2747","v":0},null,null,0,0,0,0,0,0]
[null,2719,114,4,{"$f":"Daten!L2748","v":0},{"$f":"Daten!M2748","v":0},null,null,0,0,0,0,0,0]
[null,2722,114,4,{"$f":"Daten!L2751","v":0},{"$f":"Daten!M2751","v":0},null,null,0,0,0,0,0,0]
[null,2726,114,4,{"$f":"Daten!L2755","v":0},{"$f":"Daten!M2755","v":0},null,null,0,0,0,0,0,0]
[null,2729,114,4,{"$f":"Daten!L2758","v":0},{"$f":"Daten!M2758","v":0},null,null,0,0,0,0,0,0]
[null,2732,114,4,{"$f":"Daten!L2761","v":0},{"$f":"Daten!M2761","v":0},null,null,0,0,0,0,0,0]
[null,2734,114,4,{"$f":"Daten!L2763","v":0},{"$f":"Daten!M2763","v":0},null,null,0,0,0,0,0,0]
[null,2740,115,4,{"$f":"Daten!L2769","v":0},{"$f":"Daten!M2769","v":0},null,null,0,0,0,0,0,0]
[null,2741,115,4,{"$f":"Daten!L2770","v":0},{"$f":"Daten!M2770","v":0},null,null,0,0,0,0,0,0]
[null,2744,115,4,{"$f":"Daten!L2773","v":0},{"$f":"Daten!M2773","v":0},null,null,0,0,0,0,0,0]
[null,2747,115,4,{"$f":"Daten!L2776","v":0},{"$f":"Daten!M2776","v":0},null,null,0,0,0,0,0,0]
[null,2751,115,4,{"$f":"Daten!L2780","v":0},{"$f":"Daten!M2780","v":0},null,null,0,0,0,0,0,0]
[null,2754,{"$f":"CEILING(B2770/24,1)","v":115},{"$f":"MONTH(C2770)","v":4},{"$f":"Daten!L2783","v":0},{"$f":"Daten!M2783","v":0},null,null,0,{"$f":"MIN(E2770,F2770+I2770)","v":0},{"$f":"E2770-J2770","v":0},{"$f":"MIN((F2770-J2770),0-I2770)","v":0},{"$f":"F2770-(J2770+L2770)","v":0},0]
[null,2759,115,4,{"$f":"Daten!L2788","v":0},{"$f":"Daten!M2788","v":0},null,null,0,0,0,0,0,0]
[null,2762,116,4,{"$f":"Daten!L2791","v":0},{"$f":"Daten!M2791","v":0},null,null,0,0,0,0,0,0]
[null,2765,116,4,{"$f":"Daten!L2794","v":0},{"$f":"Daten!M2794","v":0},null,null,0,0,0,0,0,0]
[null,2766,116,4,{"$f":"Daten!L2795","v":0},{"$f":"Daten!M2795","v":0},null,null,0,0,0,0,0,0]
[null,2769,116,4,{"$f":"Daten!L2798","v":0},{"$f":"Daten!M2798","v":0},null,null,0,0,0,0,0,0]
[null,2772,116,4,{"$f":"Daten!L2801","v":0},{"$f":"Daten!M2801","v":0},null,null,0,0,0,0,0,0]
[null,2776,116,4,{"$f":"Daten!L2805","v":0},{"$f":"Daten!M2805","v":0},null,null,0,0,0,0,0,0]
[null,2780,116,4,{"$f":"Daten!L2809","v":0},{"$f":"Daten!M2809","v":0},null,null,0,0,0,0,0,0]
[null,2784,116,4,{"$f":"Daten!L2813","v":0},{"$f":"Daten!M2813","v":0},null,null,0,0,0,0,0,0]
[null,2787,117,4,{"$f":"Daten!L2816","v":0},{"$f":"Daten!M2816","v":0},null,null,0,0,0,0,0,0]
[null,2790,117,4,{"$f":"Daten!L2819","v":0},{"$f":"Daten!M2819","v":0},null,null,0,0,0,0,0,0]
[null,2791,117,4,{"$f":"Daten!L2820","v":0},{"$f":"Daten!M2820","v":0},null,null,0,0,0,0,0,0]
[null,2794,117,4,{"$f":"Daten!L2823","v":0},{"$f":"Daten!M2823","v":0},null,null,0,0,0,0,0,0]
[null,2797,117,4,{"$f":"Daten!L2826","v":0},{"$f":"Daten!M2826","v":0},null,null,0,0,0,0,0,0]
[null,2801,117,4,{"$f":"Daten!L2830","v":0},{"$f":"Daten!M2830","v":0},null,null,0,0,0,0,0,0]
[null,2805,117,4,{"$f":"Daten!L2834","v":0},{"$f":"Daten!M2834","v":0},null,null,0,0,0,0,0,0]
[null,2809,118,4,{"$f":"Daten!L2838","v":0},{"$f":"Daten!M2838","v":0},null,null,0,0,0,0,0,0]
[null,2812,118,4,{"$f":"Daten!L2841","v":0},{"$f":"Daten!M2841","v":0},null,null,0,0,0,0,0,0]
[null,2815,118,4,{"$f":"Daten!L2844","v":0},{"$f":"Daten!M2844","v":0},null,null,0,0,0,0,0,0]
[null,2816,118,4,{"$f":"Daten!L2845","v":0},{"$f":"Daten!M2845","v":0},null,null,0,0,0,0,0,0]
[null,2819,118,4,{"$f":"Daten!L2848","v":0},{"$f":"Daten!M2848","v":0},null,null,{"$f":"N2834","v":0},0,0,0,0,0]
[null,2822,118,4,{"$f":"Daten!L2851","v":0},{"$f":"Daten!M2851","v":0},null,null,0,0,0,0,0,0]
[null,2826,118,4,{"$f":"Daten!L2855","v":0},{"$f":"Daten!M2855","v":0},null,null,0,0,0,0,0,0]
[null,2830,118,4,{"$f":"Daten!L2859","v":0},{"$f":"Daten!M2859","v":0},null,null,0,0,0,0,0,0]
[null,2834,119,4,{"$f":"Daten!L2863","v":0},{"$f":"Daten!M2863","v":0},null,null,0,0,0,0,0,0]
[null,2837,119,4,{"$f":"Daten!L2866","v":0},{"$f":"Daten!M2866","v":0},null,null,0,0,0,0,0,0]
[null,2840,119,4,{"$f":"Daten!L2869","v":0},{"$f":"Daten!M2869","v":0},null,null,0,0,0,0,0,0]
[null,2841,119,4,{"$f":"Daten!L2870","v":0},{"$f":"Daten!M2870","v":0},null,null,0,0,0,0,0,0]
[null,2844,119,4,{"$f":"Daten!L2873","v":0},{"$f":"Daten!M2873","v":0},null,null,0,0,0,0,0,0]
[null,2847,119,4,{"$f":"Daten!L2876","v":0},{"$f":"Daten!M2876","v":0},null,null,0,0,0,0,0,0]
[null,2852,119,4,{"$f":"Daten!L2881","v":0},{"$f":"Daten!M2881","v":0},null,null,0,0,0,0,0,0]
[null,2855,119,4,{"$f":"Daten!L2884","v":0},{"$f":"Daten!M2884","v":0},null,null,0,0,0,0,0,0]
[null,2859,120,4,{"$f":"Daten!L2888","v":0},{"$f":"Daten!M2888","v":0},null,null,0,0,0,0,0,0]
[null,2862,120,4,{"$f":"Daten!L2891","v":0},{"$f":"Daten!M2891","v":0},null,null,0,0,0,0,0,0]
[null,2865,120,4,{"$f":"Daten!L2894","v":0},{"$f":"Daten!M2894","v":0},null,null,0,0,0,0,0,0]
[null,2866,120,4,{"$f":"Daten!L2895","v":0},{"$f":"Daten!M2895","v":0},null,null,0,0,0,0,0,0]
[null,2872,120,4,{"$f":"Daten!L2901","v":0},{"$f":"Daten!M2901","v":0},null,null,0,0,0,0,0,0]
[null,2874,120,4,{"$f":"Daten!L2903","v":0},{"$f":"Daten!M2903","v":0},null,null,0,0,0,0,0,0]
[null,2877,120,4,{"$f":"Daten!L2906","v":0},{"$f":"Daten!M2906","v":0},null,null,0,0,0,0,0,0]
[null,2880,120,4,{"$f":"Daten!L2909","v":0},{"$f":"Daten!M2909","v":0},null,null,0,0,0,0,0,0]
[null,2884,121,4,{"$f":"Daten!L2913","v":0},{"$f":"Daten!M2913","v":0},null,null,0,0,0,0,0,0]
[null,2887,121,4,{"$f":"Daten!L2916","v":0},{"$f":"Daten!M2916","v":0},null,null,0,0,0,0,0,0]
[null,2888,121,4,{"$f":"Daten!L2917","v":0},{"$f":"Daten!M2917","v":0},null,null,0,0,0,0,0,0]
[null,2893,121,4,{"$f":"Daten!L2922","v":0},{"$f":"Daten!M2922","v":0},null,null,0,0,0,0,0,0]
[null,2895,121,4,{"$f":"Daten!L2924","v":0},{"$f":"Daten!M2924","v":0},null,null,0,0,0,0,0,0]
[null,2899,121,4,{"$f":"Daten!L2928","v":0},{"$f":"Daten!M2928","v":0},null,null,0,0,0,0,0,0]
[null,2902,121,4,{"$f":"Daten!L2931","v":0},{"$f":"Daten!M2931","v":0},null,null,0,0,0,0,0,0]
[null,2905,122,5,{"$f":"Daten!L2934","v":0},{"$f":"Daten!M2934","v":0},null,null,0,0,0,0,0,0]
[null,2909,122,5,{"$f":"Daten!L2938","v":0},{"$f":"Daten!M2938","v":0},null,null,0,0,0,0,0,0]
[null,2912,122,5,{"$f":"Daten!L2941","v":0},{"$f":"Daten!M2941","v":0},null,null,0,0,0,0,0,0]
[null,2913,122,5,{"$f":"Daten!L2942","v":0},{"$f":"Daten!M2942","v":0},null,null,0,0,0,0,0,0]
[null,2918,122,5,{"$f":"Daten!L2947","v":0},{"$f":"Daten!M2947","v":0},null,null,0,0,0,0,0,0]
[null,2920,122,5,{"$f":"Daten!L2949","v":0},{"$f":"Daten!M2949","v":0},null,null,0,0,0,0,0,0]
[null,2924,122,5,{"$f":"Daten!L2953","v":0},{"$f":"Daten!M2953","v":0},null,null,0,0,0,0,0,0]
[null,2927,122,5,{"$f":"Daten!L2956","v":0},{"$f":"Daten!M2956","v":0},null,null,0,0,0,0,0,0]
[null,2930,123,5,{"$f":"Daten!L2959","v":0},{"$f":"Daten!M2959","v":0},null,null,0,0,0,0,0,0]
[null,2934,123,5,{"$f":"Daten!L2963","v":0},{"$f":"Daten!M2963","v":0},null,null,0,0,0,0,0,0]
[null,2937,123,5,{"$f":"Daten!L2966","v":0},{"$f":"Daten!M2966","v":0},null,null,0,0,0,0,0,0]
[null,2939,123,5,{"$f":"Daten!L2968","v":0},{"$f":"Daten!M2968","v":0},null,null,0,0,0,0,0,0]
[null,2942,123,5,{"$f":"Daten!L2971","v":0},{"$f":"Daten!M2971","v":0},null,null,0,0,0,0,0,0]
[null,2945,123,5,{"$f":"Daten!L2974","v":0},{"$f":"Daten!M2974","v":0},null,null,0,0,0,0,0,{"$f":"IF(L2961>0,I2961+L2961*Wirkungsgrad,I2961+L2961)","v":0}]
[null,2949,123,5,{"$f":"Daten!L2978","v":0},{"$f":"Daten!M2978","v":0},null,null,0,0,0,0,0,0]
[null,2952,123,5,{"$f":"Daten!L2981","v":0},{"$f":"Daten!M2981","v":0},null,null,0,0,0,0,0,0]
[null,2956,124,5,{"$f":"Daten!L2985","v":0},{"$f":"Daten!M2985","v":0},null,null,0,0,0,0,0,0]
[null,2959,124,5,{"$f":"Daten!L2988","v":0},{"$f":"Daten!M2988","v":0},null,null,0,0,0,0,0,0]
[null,2960,124,5,{"$f":"Daten!L2989","v":0},{"$f":"Daten!M2989","v":0},null,null,0,0,0,0,0,0]
[null,2964,124,5,{"$f":"Daten!L2993","v":0},{"$f":"Daten!M2993","v":0},null,null,0,0,0,0,0,0]
[null,2967,124,5,{"$f":"Daten!L2996","v":0},{"$f":"Daten!M2996","v":0},null,null,0,0,0,0,0,0]
[null,2970,124,5,{"$f":"Daten!L2999","v":0},{"$f":"Daten!M2999","v":0},null,null,0,0,0,0,0,0]
[null,2974,124,5,{"$f":"Daten!L3003","v":0},{"$f":"Daten!M3003","v":0},null,null,0,0,0,0,0,0]
[null,2977,125,5,{"$f":"Daten!L3006","v":0},{"$f":"Daten!M3006","v":0},null,null,0,0,0,0,0,0]
[null,2981,125,5,{"$f":"Daten!L3010","v":0},{"$f":"Daten!M3010","v":0},null,null,0,0,0,0,0,0]
[null,2985,125,5,{"$f":"Daten!L3014","v":0},{"$f":"Daten!M3014","v":0},null,null,0,0,0,0,0,0]
[null,2988,125,5,{"$f":"Daten!L3017","v":0},{"$f":"Daten!M3017","v":0},null,null,0,0,0,0,0,0]
[null,2989,125,5,{"$f":"Daten!L3018","v":0},{"$f":"Daten!M3018","v":0},null,null,0,0,0,0,0,0]
[null,2992,125,5,{"$f":"Daten!L3021","v":0},{"$f":"Daten!M3021","v":0},null,null,0,0,0,0,0,0]
[null,2995,125,5,{"$f":"Daten!L3024","v":0},{"$f":"Daten!M3024","v":0},null,null,0,0,0,0,0,0]
[null,2999,125,5,{"$f":"Daten!L3028","v":0},{"$f":"Daten!M3028","v":0},null,null,0,0,0,0,0,0]
[null,3002,126,5,{"$f":"Daten!L3031","v":0},{"$f":"Daten!M3031","v":0},null,null,0,0,0,0,0,0]
[null,3006,126,5,{"$f":"Daten!L3035","v":0},{"$f":"Daten!M3035","v":0},null,null,0,0,0,0,0,0]
[null,3010,{"$f":"CEILING(B3026/24,1)","v":126},{"$f":"MONTH(C3026)","v":5},{"$f":"Daten!L3039","v":0},{"$f":"Daten!M3039","v":0},null,null,0,{"$f":"MIN(E3026,F3026+I3026)","v":0},{"$f":"E3026-J3026","v":0},{"$f":"MIN((F3026-J3026),0-I3026)","v":0},{"$f":"F3026-(J3026+L3026)","v":0},0]
[null,3013,126,5,{"$f":"Daten!L3042","v":0},{"$f":"Daten!M3042","v":0},null,null,0,0,0,0,0,0]
[null,3014,126,5,{"$f":"Daten!L3043","v":0},{"$f":"Daten!M3043","v":0},null,null,0,0,0,0,0,0]
[null,3017,126,5,{"$f":"Daten!L3046","v":0},{"$f":"Daten!M3046","v":0},null,null,0,0,0,0,0,0]
[null,3021,126,5,{"$f":"Daten!L3050","v":0},{"$f":"Daten!M3050","v":0},null,null,0,0,0,0,0,0]
[null,3024,126,5,{"$f":"Daten!L3053","v":0},{"$f":"Daten!M3053","v":0},null,null,0,0,0,0,0,0]
[null,3027,127,5,{"$f":"Daten!L3056","v":0},{"$f":"Daten!M3056","v":0},null,null,0,0,0,0,0,0]
[null,3031,127,5,{"$f":"Daten!L3060","v":0},{"$f":"Daten!M3060","v":0},null,null,0,0,0,0,0,0]
[null,3035,127,5,{"$f":"Daten!L3064","v":0},{"$f":"Daten!M3064","v":0},null,null,0,0,0,0,0,0]
[null,3038,127,5,{"$f":"Daten!L3067","v":0},{"$f":"Daten!M3067","v":0},null,null,0,0,0,0,0,0]
[null,3039,127,5,{"$f":"Daten!L3068","v":0},{"$f":"Daten!M3068","v":0},null,null,0,0,0,0,0,0]
[null,3042,127,5,{"$f":"Daten!L3071","v":0},{"$f":"Daten!M3071","v":0},null,null,0,0,0,0,0,0]
[null,3046,127,5,{"$f":"Daten!L3075","v":0},{"$f":"Daten!M3075","v":0},null,null,0,0,0,0,0,0]
[null,3049,128,5,{"$f":"Daten!L3078","v":0},{"$f":"Daten!M3078","v":0},null,null,0,0,0,0,0,0]
[null,3052,128,5,{"$f":"Daten!L3081","v":0},{"$f":"Daten!M3081","v":0},null,null,0,0,0,0,0,0]
[null,3057,128,5,{"$f":"Daten!L3086","v":0},{"$f":"Daten!M3086","v":0},null,null,0,0,0,0,0,0]
[null,3060,128,5,{"$f":"Daten!L3089","v":0},{"$f":"Daten!M3089","v":0},null,null,0,0,0,0,0,0]
[null,3061,128,5,{"$f":"Daten!L3090","v":0},{"$f":"Daten!M3090","v":0},null,null,0,0,0,0,0,0]
[null,3064,128,5,{"$f":"Daten!L3093","v":0},{"$f":"Daten!M3093","v":0},null,null,0,0,0,0,0,0]
[null,3067,128,5,{"$f":"Daten!L3096","v":0},{"$f":"Daten!M3096","v":0},null,null,0,0,0,0,0,0]
[null,3071,128,5,{"$f":"Daten!L3100","v":0},{"$f":"Daten!M3100","v":0},null,null,0,0,0,0,0,0]
[null,3073,129,5,{"$f":"Daten!L3102","v":0},{"$f":"Daten!M3102","v":0},null,null,0,0,0,0,0,{"$f":"IF(L3089>0,I3089+L3089*Wirkungsgrad,I3089+L3089)","v":0}]
[null,3078,129,5,{"$f":"Daten!L3107","v":0},{"$f":"Daten!M3107","v":0},null,null,0,0,0,0,0,0]
[null,3082,129,5,{"$f":"Daten!L3111","v":0},{"$f":"Daten!M3111","v":0},null,null,0,0,0,0,0,0]
[null,3085,129,5,{"$f":"Daten!L3114","v":0},{"$f":"Daten!M3114","v":0},null,null,0,0,0,0,0,0]
[null,3086,129,5,{"$f":"Daten!L3115","v":0},{"$f":"Daten!M3115","v":0},null,null,0,0,0,0,0,0]
[null,3089,129,5,{"$f":"Daten!L3118","v":0},{"$f":"Daten!M3118","v":0},null,null,0,0,0,0,0,0]
[null,3092,129,5,{"$f":"Daten!L3121","v":0},{"$f":"Daten!M3121","v":0},null,null,0,0,0,0,0,0]
[null,3096,129,5,{"$f":"Daten!L3125","v":0},{"$f":"Daten!M3125","v":0},null,null,0,0,0,0,0,0]
[null,3098,130,5,{"$f":"Daten!L3127","v":0},{"$f":"Daten!M3127","v":0},null,null,0,0,0,0,0,0]
[null,3103,130,5,{"$f":"Daten!L3132","v":0},{"$f":"Daten!M3132","v":0},null,null,0,0,0,0,0,0]
[null,3107,130,5,{"$f":"Daten!L3136","v":0},{"$f":"Daten!M3136","v":0},null,null,0,0,0,0,0,0]
[null,3110,130,5,{"$f":"Daten!L3139","v":0},{"$f":"Daten!M3139","v":0},null,null,0,0,0,0,0,0]
[null,3111,130,5,{"$f":"Daten!L3140","v":0},{"$f":"Daten!M3140","v":0},null,null,0,0,0,0,0,0]
[null,3114,130,5,{"$f":"Daten!L3143","v":0},{"$f":"Daten!M3143","v":0},null,null,0,0,0,0,0,0]
[null,3117,130,5,{"$f":"Daten!L3146","v":0},{"$f":"Daten!M3146","v":0},null,null,0,0,0,0,0,0]
[null,3123,131,5,{"$f":"Daten!L3152","v":0},{"$f":"Daten!M3152","v":0},null,null,0,0,0,0,0,0]
[null,3125,131,5,{"$f":"Daten!L3154","v":0},{"$f":"Daten!M3154","v":0},null,null,0,0,0,0,0,0]
[null,3129,131,5,{"$f":"Daten!L3158","v":0},{"$f":"Daten!M3158","v":0},null,null,0,0,0,0,0,0]
[null,3132,131,5,{"$f":"Daten!L3161","v":0},{"$f":"Daten!M3161","v":0},null,null,0,0,0,0,0,0]
[null,3135,131,5,{"$f":"Daten!L3164","v":0},{"$f":"Daten!M3164","v":0},null,null,0,0,0,0,0,0]
[null,3136,131,5,{"$f":"Daten!L3165","v":0},{"$f":"Daten!M3165","v":0},null,null,0,0,0,0,0,0]
[null,3139,131,5,{"$f":"Daten!L3168","v":0},{"$f":"Daten!M3168","v":0},null,null,{"$f":"N3154","v":0},0,0,0,0,0]
[null,3144,131,5,{"$f":"Daten!L3173","v":0},{"$f":"Daten!M3173","v":0},null,null,0,0,0,0,0,0]
[null,3147,132,5,{"$f":"Daten!L3176","v":0},{"$f":"Daten!M3176","v":0},null,null,0,0,0,0,0,0]
[null,3150,132,5,{"$f":"Daten!L3179","v":0},{"$f":"Daten!M3179","v":0},null,null,0,0,0,0,0,0]
[null,3154,132,5,{"$f":"Daten!L3183","v":0},{"$f":"Daten!M3183","v":0},null,null,0,0,0,0,0,0]
[null,3157,132,5,{"$f":"Daten!L3186","v":0},{"$f":"Daten!M3186","v":0},null,null,0,0,0,0,0,0]
[null,3160,132,5,{"$f":"Daten!L3189","v":0},{"$f":"Daten!M3189","v":0},null,null,0,0,0,0,0,0]
[null,3161,132,5,{"$f":"Daten!L3190","v":0},{"$f":"Daten!M3190","v":0},null,null,0,0,0,0,0,0]
[null,3165,132,5,{"$f":"Daten!L3194","v":0},{"$f":"Daten!M3194","v":0},null,null,0,0,0,0,0,0]
[null,3169,133,5,{"$f":"Daten!L3198","v":0},{"$f":"Daten!M3198","v":0},null,null,0,0,0,0,0,0]
[null,3172,133,5,{"$f":"Daten!L3201","v":0},{"$f":"Daten!M3201","v":0},null,null,0,0,0,0,0,0]
[null,3175,133,5,{"$f":"Daten!L3204","v":0},{"$f":"Daten!M3204","v":0},null,null,0,0,0,0,0,0]
[null,3179,133,5,{"$f":"Daten!L3208","v":0},{"$f":"Daten!M3208","v":0},null,null,0,0,0,0,0,0]
[null,3182,133,5,{"$f":"Daten!L3211","v":0},{"$f":"Daten!M3211","v":0},null,null,0,0,0,0,0,0]
[null,3185,133,5,{"$f":"Daten!L3214","v":0},{"$f":"Daten!M3214","v":0},null,null,0,0,0,0,0,0]
[null,3186,133,5,{"$f":"Daten!L3215","v":0},{"$f":"Daten!M3215","v":0},null,null,0,0,0,0,0,0]
[null,3190,133,5,{"$f":"Daten!L3219","v":0},{"$f":"Daten!M3219","v":0},null,null,0,0,0,0,0,0]
[null,3194,134,5,{"$f":"Daten!L3223","v":0},{"$f":"Daten!M3223","v":0},null,null,0,0,0,0,0,0]
[null,3197,134,5,{"$f":"Daten!L3226","v":0},{"$f":"Daten!M3226","v":0},null,null,0,0,0,0,0,0]
[null,3200,134,5,{"$f":"Daten!L3229","v":0},{"$f":"Daten!M3229","v":0},null,null,0,0,0,0,0,0]
[null,3204,134,5,{"$f":"Daten!L3233","v":0},{"$f":"Daten!M3233","v":0},null,null,0,0,0,0,0,0]
[null,3207,134,5,{"$f":"Daten!L3236","v":0},{"$f":"Daten!M3236","v":0},null,null,0,0,0,0,0,0]
[null,3210,134,5,{"$f":"Daten!L3239","v":0},{"$f":"Daten!M3239","v":0},null,null,0,0,0,0,0,0]
[null,3211,134,5,{"$f":"Daten!L3240","v":0},{"$f":"Daten!M3240","v":0},null,null,0,0,0,0,0,0]
[null,3215,134,5,{"$f":"Daten!L3244","v":0},{"$f":"Daten!M3244","v":0},null,null,0,0,0,0,0,0]
[null,3219,135,5,{"$f":"Daten!L3248","v":0},{"$f":"Daten!M3248","v":0},null,null,0,0,0,0,0,0]
[null,3222,135,5,{"$f":"Daten!L3251","v":0},{"$f":"Daten!M3251","v":0},null,null,0,0,0,0,0,0]
[null,3225,135,5,{"$f":"Daten!L3254","v":0},{"$f":"Daten!M3254","v":0},null,null,0,0,0,0,0,0]
[null,3229,135,5,{"$f":"Daten!L3258","v":0},{"$f":"Daten!M3258","v":0},null,null,0,0,0,0,0,0]
[null,3232,135,5,{"$f":"Daten!L3261","v":0},{"$f":"Daten!M3261","v":0},null,null,0,0,0,0,0,0]
[null,3236,135,5,{"$f":"Daten!L3265","v":0},{"$f":"Daten!M3265","v":0},null,null,0,0,0,0,0,0]
[null,3237,135,5,{"$f":"Daten!L3266","v":0},{"$f":"Daten!M3266","v":0},null,null,0,0,0,0,0,0]
[null,3240,135,5,{"$f":"Daten!L3269","v":0},{"$f":"Daten!M3269","v":0},null,null,0,0,0,0,0,0]
[null,3244,136,5,{"$f":"Daten!L3273","v":0},{"$f":"Daten!M3273","v":0},null,null,0,0,0,0,0,0]
[null,3247,136,5,{"$f":"Daten!L3276","v":0},{"$f":"Daten!M3276","v":0},null,null,0,0,0,0,0,0]
[null,3250,136,5,{"$f":"Daten!L3279","v":0},{"$f":"Daten!M3279","v":0},null,null,0,0,0,0,0,0]
[null,3254,136,5,{"$f":"Daten!L3283","v":0},{"$f":"Daten!M3283","v":0},null,null,0,0,0,0,0,0]
[null,3257,136,5,{"$f":"Daten!L3286","v":0},{"$f":"Daten!M3286","v":0},null,null,0,0,0,0,0,0]
[null,3259,136,5,{"$f":"Daten!L3288","v":0},{"$f":"Daten!M3288","v":0},null,null,0,0,0,0,0,0]
[null,3262,136,5,{"$f":"Daten!L3291","v":0},{"$f":"Daten!M3291","v":0},null,null,0,0,0,0,0,0]
[null,3265,137,5,{"$f":"Daten!L3294","v":0},{"$f":"Daten!M3294","v":0},null,null,0,0,0,0,0,{"$f":"IF(L3281>0,I3281+L3281*Wirkungsgrad,I3281+L3281)","v":0}]
[null,3269,137,5,{"$f":"Daten!L3298","v":0},{"$f":"Daten!M3298","v":0},null,null,0,0,0,0,0,0]
[null,3272,137,5,{"$f":"Daten!L3301","v":0},{"$f":"Daten!M3301","v":0},null,null,0,0,0,0,0,0]
[null,3275,137,5,{"$f":"Daten!L3304","v":0},{"$f":"Daten!M3304","v":0},null,null,0,0,0,0,0,0]
[null,3279,137,5,{"$f":"Daten!L3308","v":0},{"$f":"Daten!M3308","v":0},null,null,0,0,0,0,0,0]
[null,3282,137,5,{"$f":"Daten!L3311","v":0},{"$f":"Daten!M3311","v":0},null,null,0,0,0,0,0,0]
[null,3284,137,5,{"$f":"Daten!L3313","v":0},{"$f":"Daten!M3313","v":0},null,null,0,0,0,0,0,0]
[null,3287,137,5,{"$f":"Daten!L3316","v":0},{"$f":"Daten!M3316","v":0},null,null,0,0,0,0,0,0]
[null,3290,138,5,{"$f":"Daten!L3319","v":0},{"$f":"Daten!M3319","v":0},null,null,0,0,0,0,0,0]
[null,3294,138,5,{"$f":"Daten!L3323","v":0},{"$f":"Daten!M3323","v":0},null,null,0,0,0,0,0,0]
[null,3297,138,5,{"$f":"Daten!L3326","v":0},{"$f":"Daten!M3326","v":0},null,null,0,0,0,0,0,0]
[null,3301,138,5,{"$f":"Daten!L3330","v":0},{"$f":"Daten!M3330","v":0},null,null,0,0,0,0,0,0]
[null,3303,138,5,{"$f":"Daten!L3332","v":0},{"$f":"Daten!M3332","v":0},null,null,0,0,0,0,0,0]
[null,3308,138,5,{"$f":"Daten!L3337","v":0},{"$f":"Daten!M3337","v":0},null,null,0,0,0,0,0,0]
[null,3309,138,5,{"$f":"Daten!L3338","v":0},{"$f":"Daten!M3338","v":0},null,null,0,0,0,0,0,0]
[null,3312,138,5,{"$f":"Daten!L3341","v":0},{"$f":"Daten!M3341","v":0},null,null,0,0,0,0,0,0]
[null,3315,139,5,{"$f":"Daten!L3344","v":0},{"$f":"Daten!M3344","v":0},null,null,0,0,0,0,0,0]
[null,3319,139,5,{"$f":"Daten!L3348","v":0},{"$f":"Daten!M3348","v":0},null,null,0,0,0,0,0,0]
[null,3322,139,5,{"$f":"Daten!L3351","v":0},{"$f":"Daten!M3351","v":0},null,null,0,0,0,0,0,0]
[null,3324,139,5,{"$f":"Daten!L3353","v":0},{"$f":"Daten!M3353","v":0},null,null,0,0,0,0,0,0]
[null,3330,{"$f":"CEILING(B3346/24,1)","v":139},{"$f":"MONTH(C3346)","v":5},{"$f":"Daten!L3359","v":0},{"$f":"Daten!M3359","v":0},null,null,0,{"$f":"MIN(E3346,F3346+I3346)","v":0},{"$f":"E3346-J3346","v":0},{"$f":"MIN((F3346-J3346),0-I3346)","v":0},{"$f":"F3346-(J3346+L3346)","v":0},0]
[null,3333,139,5,{"$f":"Daten!L3362","v":0},{"$f":"Daten!M3362","v":0},null,null,0,0,0,0,0,0]
[null,3334,139,5,{"$f":"Daten!L3363","v":0},{"$f":"Daten!M3363","v":0},null,null,0,0,0,0,0,0]
[null,3337,140,5,{"$f":"Daten!L3366","v":0},{"$f":"Daten!M3366","v":0},null,null,0,0,0,0,0,0]
[null,3341,140,5,{"$f":"Daten!L3370","v":0},{"$f":"Daten!M3370","v":0},null,null,0,0,0,0,0,0]
[null,3344,140,5,{"$f":"Daten!L3373","v":0},{"$f":"Daten!M3373","v":0},null,null,0,0,0,0,0,0]
[null,3349,140,5,{"$f":"Daten!L3378","v":0},{"$f":"Daten!M3378","v":0},null,null,0,0,0,0,0,0]
[null,3352,140,5,{"$f":"Daten!L3381","v":0},{"$f":"Daten!M3381","v":0},null,null,0,0,0,0,0,0]
[null,3355,140,5,{"$f":"Daten!L3384","v":0},{"$f":"Daten!M3384","v":0},null,null,0,0,0,0,0,0]
[null,3358,140,5,{"$f":"Daten!L3387","v":0},{"$f":"Daten!M3387","v":0},null,null,0,0,0,0,0,0]
[null,3359,140,5,{"$f":"Daten!L3388","v":0},{"$f":"Daten!M3388","v":0},null,null,0,0,0,0,0,0]
[null,3362,141,5,{"$f":"Daten!L3391","v":0},{"$f":"Daten!M3391","v":0},null,null,0,0,0,0,0,0]
[null,3366,141,5,{"$f":"Daten!L3395","v":0},{"$f":"Daten!M3395","v":0},null,null,0,0,0,0,0,0]
[null,3369,141,5,{"$f":"Daten!L3398","v":0},{"$f":"Daten!M3398","v":0},null,null,0,0,0,0,0,0]
[null,3374,141,5,{"$f":"Daten!L3403","v":0},{"$f":"Daten!M3403","v":0},null,null,0,0,0,0,0,0]
[null,3377,141,5,{"$f":"Daten!L3406","v":0},{"$f":"Daten!M3406","v":0},null,null,0,0,0,0,0,0]
[null,3380,141,5,{"$f":"Daten!L3409","v":0},{"$f":"Daten!M3409","v":0},null,null,0,0,0,0,0,0]
[null,3383,141,5,{"$f":"Daten!L3412","v":0},{"$f":"Daten!M3412","v":0},null,null,0,0,0,0,0,0]
[null,3384,141,5,{"$f":"Daten!L3413","v":0},{"$f":"Daten!M3413","v":0},null,null,0,0,0,0,0,0]
[null,3387,142,5,{"$f":"Daten!L3416","v":0},{"$f":"Daten!M3416","v":0},null,null,0,0,0,0,0,0]
[null,3391,142,5,{"$f":"Daten!L3420","v":0},{"$f":"Daten!M3420","v":0},null,null,0,0,0,0,0,0]
[null,3395,142,5,{"$f":"Daten!L3424","v":0},{"$f":"Daten!M3424","v":0},null,null,{"$f":"N3410","v":0},0,0,0,0,0]
[null,3398,142,5,{"$f":"Daten!L3427","v":0},{"$f":"Daten!M3427","v":0},null,null,0,0,0,0,0,0]
[null,3402,142,5,{"$f":"Daten!L3431","v":0},{"$f":"Daten!M3431","v":0},null,null,0,0,0,0,0,0]
[null,3405,142,5,{"$f":"Daten!L3434","v":0},{"$f":"Daten!M3434","v":0},null,null,0,0,0,0,0,0]
[null,3406,142,5,{"$f":"Daten!L3435","v":0},{"$f":"Daten!M3435","v":0},null,null,0,0,0,0,0,0]
[null,3409,143,5,{"$f":"Daten!L3438","v":0},{"$f":"Daten!M3438","v":0},null,null,0,0,0,0,0,0]
[null,3412,143,5,{"$f":"Daten!L3441","v":0},{"$f":"Daten!M3441","v":0},null,null,0,0,0,0,0,0]
[null,3416,143,5,{"$f":"Daten!L3445","v":0},{"$f":"Daten!M3445","v":0},null,null,0,0,0,0,0,0]
[null,3420,143,5,{"$f":"Daten!L3449","v":0},{"$f":"Daten!M3449","v":0},null,null,0,0,0,0,0,0]
[null,3423,143,5,{"$f":"Daten!L3452","v":0},{"$f":"Daten!M3452","v":0},null,null,0,0,0,0,0,0]
[null,3427,143,5,{"$f":"Daten!L3456","v":0},{"$f":"Daten!M3456","v":0},null,null,0,0,0,0,0,0]
[null,3430,143,5,{"$f":"Daten!L3459","v":0},{"$f":"Daten!M3459","v":0},null,null,0,0,0,0,0,0]
[null,3431,143,5,{"$f":"Daten!L3460","v":0},{"$f":"Daten!M3460","v":0},null,null,0,0,0,0,0,0]
[null,3434,144,5,{"$f":"Daten!L3463","v":0},{"$f":"Daten!M3463","v":0},null,null,0,0,0,0,0,0]
[null,3437,144,5,{"$f":"Daten!L3466","v":0},{"$f":"Daten!M3466","v":0},null,null,0,0,0,0,0,0]
[null,3442,144,5,{"$f":"Daten!L3471","v":0},{"$f":"Daten!M3471","v":0},null,null,0,0,0,0,0,0]
[null,3445,144,5,{"$f":"Daten!L3474","v":0},{"$f":"Daten!M3474","v":0},null,null,0,0,0,0,0,0]
[null,3448,144,5,{"$f":"Daten!L3477","v":0},{"$f":"Daten!M3477","v":0},null,null,0,0,0,0,0,0]
[null,3452,144,5,{"$f":"Daten!L3481","v":0},{"$f":"Daten!M3481","v":0},null,null,0,0,0,0,0,0]
[null,3455,144,5,{"$f":"Daten!L3484","v":0},{"$f":"Daten!M3484","v":0},null,null,0,0,0,0,0,0]
[null,3456,144,5,{"$f":"Daten!L3485","v":0},{"$f":"Daten!M3485","v":0},null,null,0,0,0,0,0,0]
[null,3459,145,5,{"$f":"Daten!L3488","v":0},{"$f":"Daten!M3488","v":0},null,null,{"$f":"N3474","v":0},0,0,0,0,0]
[null,3462,145,5,{"$f":"Daten!L3491","v":0},{"$f":"Daten!M3491","v":0},null,null,0,0,0,0,0,0]
[null,3467,145,5,{"$f":"Daten!L3496","v":0},{"$f":"Daten!M3496","v":0},null,null,0,0,0,0,0,0]
[null,3470,145,5,{"$f":"Daten!L3499","v":0},{"$f":"Daten!M3499","v":0},null,null,0,0,0,0,0,0]
[null,3474,145,5,{"$f":"Daten!L3503","v":0},{"$f":"Daten!M3503","v":0},null,null,0,0,0,0,0,0]
[null,3477,145,5,{"$f":"Daten!L3506","v":0},{"$f":"Daten!M3506","v":0},null,null,0,0,0,0,0,0]
[null,3480,145,5,{"$f":"Daten!L3509","v":0},{"$f":"Daten!M3509","v":0},null,null,0,0,0,0,0,0]
[null,3481,146,5,{"$f":"Daten!L3510","v":0},{"$f":"Daten!M3510","v":0},null,null,0,0,0,0,0,0]
[null,3487,146,5,{"$f":"Daten!L3516","v":0},{"$f":"Daten!M3516","v":0},null,null,0,0,0,0,0,0]
[null,3488,146,5,{"$f":"Daten!L3517","v":0},{"$f":"Daten!M3517","v":0},null,null,0,0,0,0,0,0]
[null,3492,146,5,{"$f":"Daten!L3521","v":0},{"$f":"Daten!M3521","v":0},null,null,0,0,0,0,0,0]
[null,3495,146,5,{"$f":"Daten!L3524","v":0},{"$f":"Daten!M3524","v":0},null,null,0,0,0,0,0,0]
[null,3499,146,5,{"$f":"Daten!L3528","v":0},{"$f":"Daten!M3528","v":0},null,null,0,0,0,0,0,0]
[null,3502,146,5,{"$f":"Daten!L3531","v":0},{"$f":"Daten!M3531","v":0},null,null,0,0,0,0,0,0]
[null,3505,147,5,{"$f":"Daten!L3534","v":0},{"$f":"Daten!M3534","v":0},null,null,0,0,0,0,0,0]
[null,3508,147,5,{"$f":"Daten!L3537","v":0},{"$f":"Daten!M3537","v":0},null,null,0,0,0,0,0,0]
[null,3510,147,5,{"$f":"Daten!L3539","v":0},{"$f":"Daten!M3539","v":0},null,null,0,0,0,0,0,0]
[null,3514,147,5,{"$f":"Daten!L3543","v":0},{"$f":"Daten!M3543","v":0},null,null,0,0,0,0,0,0]
[null,3517,147,5,{"$f":"Daten!L3546","v":0},{"$f":"Daten!M3546","v":0},null,null,0,0,0,0,0,0]
[null,3520,147,5,{"$f":"Daten!L3549","v":0},{"$f":"Daten!M3549","v":0},null,null,0,0,0,0,0,0]
[null,3524,147,5,{"$f":"Daten!L3553","v":0},{"$f":"Daten!M3553","v":0},null,null,0,0,0,0,0,0]
[null,3527,147,5,{"$f":"Daten!L3556","v":0},{"$f":"Daten!M3556","v":0},null,null,0,0,0,0,0,0]
[null,3529,148,5,{"$f":"Daten!L3558","v":0},{"$f":"Daten!M3558","v":0},null,null,0,0,0,0,0,0]
[null,3532,148,5,{"$f":"Daten!L3561","v":0},{"$f":"Daten!M3561","v":0},null,null,0,0,0,0,0,0]
[null,3535,148,5,{"$f":"Daten!L3564","v":0},{"$f":"Daten!M3564","v":0},null,null,0,0,0,0,0,0]
[null,3539,148,5,{"$f":"Daten!L3568","v":0},{"$f":"Daten!M3568","v":0},null,null,0,0,0,0,0,0]
[null,3542,148,5,{"$f":"Daten!L3571","v":0},{"$f":"Daten!M3571","v":0},null,null,0,0,0,0,0,0]
[null,3545,148,5,{"$f":"Daten!L3574","v":0},{"$f":"Daten!M3574","v":0},null,null,0,0,0,0,0,0]
[null,3549,148,5,{"$f":"Daten!L3578","v":0},{"$f":"Daten!M3578","v":0},null,null,0,0,0,0,0,0]
[null,3550,148,5,{"$f":"Daten!L3579","v":0},{"$f":"Daten!M3579","v":0},null,null,0,0,0,0,0,0]
[null,3556,149,5,{"$f":"Daten!L3585","v":0},{"$f":"Daten!M3585","v":0},null,null,0,0,0,0,0,0]
[null,3557,149,5,{"$f":"Daten!L3586","v":0},{"$f":"Daten!M3586","v":0},null,null,0,0,0,0,0,0]
[null,3560,149,5,{"$f":"Daten!L3589","v":0},{"$f":"Daten!M3589","v":0},null,null,0,0,0,0,0,0]
[null,3564,149,5,{"$f":"Daten!L3593","v":0},{"$f":"Daten!M3593","v":0},null,null,0,0,0,0,0,0]
[null,3567,149,5,{"$f":"Daten!L3596","v":0},{"$f":"Daten!M3596","v":0},null,null,0,0,0,0,0,0]
[null,3570,149,5,{"$f":"Daten!L3599","v":0},{"$f":"Daten!M3599","v":0},null,null,0,0,0,0,0,0]
[null,3574,149,5,{"$f":"Daten!L3603","v":0},{"$f":"Daten!M3603","v":0},null,null,0,0,0,0,0,0]
[null,3575,149,5,{"$f":"Daten!L3604","v":0},{"$f":"Daten!M3604","v":0},null,null,0,0,0,0,0,0]
[null,3579,150,5,{"$f":"Daten!L3608","v":0},{"$f":"Daten!M3608","v":0},null,null,0,0,0,0,0,0]
[null,3582,150,5,{"$f":"Daten!L3611","v":0},{"$f":"Daten!M3611","v":0},null,null,0,0,0,0,0,0]
[null,3585,150,5,{"$f":"Daten!L3614","v":0},{"$f":"Daten!M3614","v":0},null,null,0,0,0,0,0,{"$f":"IF(L3601>0,I3601+L3601*Wirkungsgrad,I3601+L3601)","v":0}]
[null,3589,150,5,{"$f":"Daten!L3618","v":0},{"$f":"Daten!M3618","v":0},null,null,0,0,0,0,0,0]
[null,3592,150,5,{"$f":"Daten!L3621","v":0},{"$f":"Daten!M3621","v":0},null,null,0,0,0,0,0,0]
[null,3595,150,5,{"$f":"Daten!L3624","v":0},{"$f":"Daten!M3624","v":0},null,null,0,0,0,0,0,0]
[null,3600,150,5,{"$f":"Daten!L3629","v":0},{"$f":"Daten!M3629","v":0},null,null,0,0,0,0,0,0]
[null,3603,151,5,{"$f":"Daten!L3632","v":0},{"$f":"Daten!M3632","v":0},null,null,0,0,0,0,0,0]
[null,3604,151,5,{"$f":"Daten!L3633","v":0},{"$f":"Daten!M3633","v":0},null,null,0,0,0,0,0,0]
[null,3607,151,5,{"$f":"Daten!L3636","v":0},{"$f":"Daten!M3636","v":0},null,null,0,0,0,0,0,0]
[null,3610,151,5,{"$f":"Daten!L3639","v":0},{"$f":"Daten!M3639","v":0},null,null,0,0,0,0,0,0]
[null,3614,151,5,{"$f":"Daten!L3643","v":0},{"$f":"Daten!M3643","v":0},null,null,0,0,0,0,0,0]
[null,3617,151,5,{"$f":"Daten!L3646","v":0},{"$f":"Daten!M3646","v":0},null,null,0,0,0,0,0,0]
[null,3621,151,5,{"$f":"Daten!L3650","v":0},{"$f":"Daten!M3650","v":0},null,null,0,0,0,0,0,0]
[null,3625,152,5,{"$f":"Daten!L3654","v":0},{"$f":"Daten!M3654","v":0},null,null,0,0,0,0,0,0]
[null,3628,152,5,{"$f":"Daten!L3657","v":0},{"$f":"Daten!M3657","v":0},null,null,0,0,0,0,0,0]
[null,3629,152,5,{"$f":"Daten!L3658","v":0},{"$f":"Daten!M3658","v":0},null,null,0,0,0,0,0,0]
[null,3632,152,5,{"$f":"Daten!L3661","v":0},{"$f":"Daten!M3661","v":0},null,null,0,0,0,0,0,0]
[null,3635,152,5,{"$f":"Daten!L3664","v":0},{"$f":"Daten!M3664","v":0},null,null,0,0,0,0,0,0]
[null,3639,152,5,{"$f":"Daten!L3668","v":0},{"$f":"Daten!M3668","v":0},null,null,0,0,0,0,0,0]
[null,3642,152,5,{"$f":"Daten!L3671","v":0},{"$f":"Daten!M3671","v":0},null,null,0,0,0,0,0,0]
[null,3647,152,5,{"$f":"Daten!L3676","v":0},{"$f":"Daten!M3676","v":0},null,null,0,0,0,0,0,0]
[null,3650,{"$f":"CEILING(B3666/24,1)","v":153},{"$f":"MONTH(C3666)","v":6},{"$f":"Daten!L3679","v":0},{"$f":"Daten!M3679","v":0},null,null,0,{"$f":"MIN(E3666,F3666+I3666)","v":0},{"$f":"E3666-J3666","v":0},{"$f":"MIN((F3666-J3666),0-I3666)","v":0},{"$f":"F3666-(J3666+L3666)","v":0},0]
[null,3653,153,6,{"$f":"Daten!L3682","v":0},{"$f":"Daten!M3682","v":0},null,null,0,0,0,0,0,0]
[null,3654,153,6,{"$f":"Daten!L3683","v":0},{"$f":"Daten!M3683","v":0},null,null,0,0,0,0,0,0]
[null,3657,153,6,{"$f":"Daten!L3686","v":0},{"$f":"Daten!M3686","v":0},null,null,0,0,0,0,0,0]
[null,3660,153,6,{"$f":"Daten!L3689","v":0},{"$f":"Daten!M3689","v":0},null,null,0,0,0,0,0,0]
[null,3664,153,6,{"$f":"Daten!L3693","v":0},{"$f":"Daten!M3693","v":0},null,null,0,0,0,0,0,0]
[null,3667,153,6,{"$f":"Daten!L3696","v":0},{"$f":"Daten!M3696","v":0},null,null,0,0,0,0,0,0]
[null,3672,153,6,{"$f":"Daten!L3701","v":0},{"$f":"Daten!M3701","v":0},null,null,0,0,0,0,0,0]
[null,3675,154,6,{"$f":"Daten!L3704","v":0},{"$f":"Daten!M3704","v":0},null,null,0,0,0,0,0,0]
[null,3678,154,6,{"$f":"Daten!L3707","v":0},{"$f":"Daten!M3707","v":0},null,null,0,0,0,0,0,0]
[null,3679,154,6,{"$f":"Daten!L3708","v":0},{"$f":"Daten!M3708","v":0},null,null,0,0,0,0,0,0]
[null,3682,154,6,{"$f":"Daten!L3711","v":0},{"$f":"Daten!M3711","v":0},null,null,0,0,0,0,0,0]
[null,3686,154,6,{"$f":"Daten!L3715","v":0},{"$f":"Daten!M3715","v":0},null,null,0,0,0,0,0,0]
[null,3688,154,6,{"$f":"Daten!L3717","v":0},{"$f":"Daten!M3717","v":0},null,null,0,0,0,0,0,0]
[null,3693,154,6,{"$f":"Daten!L3722","v":0},{"$f":"Daten!M3722","v":0},null,null,0,0,0,0,0,0]
[null,3697,155,6,{"$f":"Daten!L3726","v":0},{"$f":"Daten!M3726","v":0},null,null,0,0,0,0,0,0]
[null,3700,155,6,{"$f":"Daten!L3729","v":0},{"$f":"Daten!M3729","v":0},null,null,0,0,0,0,0,0]
[null,3703,155,6,{"$f":"Daten!L3732","v":0},{"$f":"Daten!M3732","v":0},null,null,0,0,0,0,0,0]
[null,3704,155,6,{"$f":"Daten!L3733","v":0},{"$f":"Daten!M3733","v":0},null,null,0,0,0,0,0,0]
[null,3707,155,6,{"$f":"Daten!L3736","v":0},{"$f":"Daten!M3736","v":0},null,null,0,0,0,0,0,0]
[null,3713,155,6,{"$f":"Daten!L3742","v":0},{"$f":"Daten!M3742","v":0},null,null,0,0,0,0,0,{"$f":"IF(L3729>0,I3729+L3729*Wirkungsgrad,I3729+L3729)","v":0}]
[null,3715,155,6,{"$f":"Daten!L3744","v":0},{"$f":"Daten!M3744","v":0},null,null,{"$f":"N3730","v":0},0,0,0,0,0]
[null,3718,155,6,{"$f":"Daten!L3747","v":0},{"$f":"Daten!M3747","v":0},null,null,0,0,0,0,0,0]
[null,3722,156,6,{"$f":"Daten!L3751","v":0},{"$f":"Daten!M3751","v":0},null,null,0,0,0,0,0,0]
[null,3725,156,6,{"$f":"Daten!L3754","v":0},{"$f":"Daten!M3754","v":0},null,null,0,0,0,0,0,0]
[null,3728,156,6,{"$f":"Daten!L3757","v":0},{"$f":"Daten!M3757","v":0},null,null,0,0,0,0,0,0]
[null,3729,156,6,{"$f":"Daten!L3758","v":0},{"$f":"Daten!M3758","v":0},null,null,0,0,0,0,0,0]
[null,3734,156,6,{"$f":"Daten!L3763","v":0},{"$f":"Daten!M3763","v":0},null,null,0,0,0,0,0,0]
[null,3737,156,6,{"$f":"Daten!L3766","v":0},{"$f":"Daten!M3766","v":0},null,null,0,0,0,0,0,0]
[null,3740,156,6,{"$f":"Daten!L3769","v":0},{"$f":"Daten!M3769","v":0},null,null,0,0,0,0,0,0]
[null,3743,156,6,{"$f":"Daten!L3772","v":0},{"$f":"Daten!M3772","v":0},null,null,0,0,0,0,0,0]
[null,3747,157,6,{"$f":"Daten!L3776","v":0},{"$f":"Daten!M3776","v":0},null,null,0,0,0,0,0,0]
[null,3750,157,6,{"$f":"Daten!L3779","v":0},{"$f":"Daten!M3779","v":0},null,null,0,0,0,0,0,0]
[null,3751,157,6,{"$f":"Daten!L3780","v":0},{"$f":"Daten!M3780","v":0},null,null,0,0,0,0,0,0]
[null,3754,157,6,{"$f":"Daten!L3783","v":0},{"$f":"Daten!M3783","v":0},null,null,0,0,0,0,0,0]
[null,3759,157,6,{"$f":"Daten!L3788","v":0},{"$f":"Daten!M3788","v":0},null,null,0,0,0,0,0,0]
[null,3762,157,6,{"$f":"Daten!L3791","v":0},{"$f":"Daten!M3791","v":0},null,null,0,0,0,0,0,0]
[null,3765,157,6,{"$f":"Daten!L3794","v":0},{"$f":"Daten!M3794","v":0},null,null,0,0,0,0,0,0]
[null,3768,157,6,{"$f":"Daten!L3797","v":0},{"$f":"Daten!M3797","v":0},null,null,0,0,0,0,0,0]
[null,3772,158,6,{"$f":"Daten!L3801","v":0},{"$f":"Daten!M3801","v":0},null,null,0,0,0,0,0,0]
[null,3775,158,6,{"$f":"Daten!L3804","v":0},{"$f":"Daten!M3804","v":0},null,null,0,0,0,0,0,0]
[null,3776,158,6,{"$f":"Daten!L3805","v":0},{"$f":"Daten!M3805","v":0},null,null,0,0,0,0,0,0]
[null,3780,158,6,{"$f":"Daten!L3809","v":0},{"$f":"Daten!M3809","v":0},null,null,0,0,0,0,0,0]
[null,3783,158,6,{"$f":"Daten!L3812","v":0},{"$f":"Daten!M3812","v":0},null,null,0,0,0,0,0,0]
[null,3787,158,6,{"$f":"Daten!L3816","v":0},{"$f":"Daten!M3816","v":0},null,null,0,0,0,0,0,0]
[null,3790,158,6,{"$f":"Daten!L3819","v":0},{"$f":"Daten!M3819","v":0},null,null,0,0,0,0,0,0]
[null,3794,159,6,{"$f":"Daten!L3823","v":0},{"$f":"Daten!M3823","v":0},null,null,0,0,0,0,0,0]
[null,3797,159,6,{"$f":"Daten!L3826","v":0},{"$f":"Daten!M3826","v":0},null,null,0,0,0,0,0,0]
[null,3800,159,6,{"$f":"Daten!L3829","v":0},{"$f":"Daten!M3829","v":0},null,null,0,0,0,0,0,0]
[null,3801,159,6,{"$f":"Daten!L3830","v":0},{"$f":"Daten!M3830","v":0},null,null,0,0,0,0,0,0]
[null,3805,159,6,{"$f":"Daten!L3834","v":0},{"$f":"Daten!M3834","v":0},null,null,0,0,0,0,0,0]
[null,3808,159,6,{"$f":"Daten!L3837","v":0},{"$f":"Daten!M3837","v":0},null,null,0,0,0,0,0,0]
[null,3812,159,6,{"$f":"Daten!L3841","v":0},{"$f":"Daten!M3841","v":0},null,null,0,0,0,0,0,0]
[null,3815,159,6,{"$f":"Daten!L3844","v":0},{"$f":"Daten!M3844","v":0},null,null,0,0,0,0,0,0]
[null,3819,160,6,{"$f":"Daten!L3848","v":0},{"$f":"Daten!M3848","v":0},null,null,0,0,0,0,0,0]
[null,3822,160,6,{"$f":"Daten!L3851","v":0},{"$f":"Daten!M3851","v":0},null,null,0,0,0,0,0,0]
[null,3826,160,6,{"$f":"Daten!L3855","v":0},{"$f":"Daten!M3855","v":0},null,null,0,0,0,0,0,0]
[null,3827,160,6,{"$f":"Daten!L3856","v":0},{"$f":"Daten!M3856","v":0},null,null,0,0,0,0,0,0]
[null,3830,160,6,{"$f":"Daten!L3859","v":0},{"$f":"Daten!M3859","v":0},null,null,0,0,0,0,0,0]
[null,3833,160,6,{"$f":"Daten!L3862","v":0},{"$f":"Daten!M3862","v":0},null,null,0,0,0,0,0,0]
[null,3837,160,6,{"$f":"Daten!L3866","v":0},{"$f":"Daten!M3866","v":0},null,null,0,0,0,0,0,0]
[null,3840,160,6,{"$f":"Daten!L3869","v":0},{"$f":"Daten!M3869","v":0},null,null,0,0,0,0,0,0]
[null,3844,161,6,{"$f":"Daten!L3873","v":0},{"$f":"Daten!M3873","v":0},null,null,0,0,0,0,0,0]
[null,3847,161,6,{"$f":"Daten!L3876","v":0},{"$f":"Daten!M3876","v":0},null,null,0,0,0,0,0,0]
[null,3851,161,6,{"$f":"Daten!L3880","v":0},{"$f":"Daten!M3880","v":0},null,null,0,0,0,0,0,0]
[null,3852,161,6,{"$f":"Daten!L3881","v":0},{"$f":"Daten!M3881","v":0},null,null,0,0,0,0,0,0]
[null,3855,161,6,{"$f":"Daten!L3884","v":0},{"$f":"Daten!M3884","v":0},null,null,0,0,0,0,0,0]
[null,3859,161,6,{"$f":"Daten!L3888","v":0},{"$f":"Daten!M3888","v":0},null,null,0,0,0,0,0,0]
[null,3862,161,6,{"$f":"Daten!L3891","v":0},{"$f":"Daten!M3891","v":0},null,null,0,0,0,0,0,0]
[null,3865,162,6,{"$f":"Daten!L3894","v":0},{"$f":"Daten!M3894","v":0},null,null,0,0,0,0,0,0]
[null,3869,162,6,{"$f":"Daten!L3898","v":0},{"$f":"Daten!M3898","v":0},null,null,0,0,0,0,0,0]
[null,3872,162,6,{"$f":"Daten!L3901","v":0},{"$f":"Daten!M3901","v":0},null,null,0,0,0,0,0,0]
[null,3876,162,6,{"$f":"Daten!L3905","v":0},{"$f":"Daten!M3905","v":0},null,null,0,0,0,0,0,0]
[null,3877,162,6,{"$f":"Daten!L3906","v":0},{"$f":"Daten!M3906","v":0},null,null,0,0,0,0,0,0]
[null,3880,162,6,{"$f":"Daten!L3909","v":0},{"$f":"Daten!M3909","v":0},null,null,0,0,0,0,0,0]
[null,3884,162,6,{"$f":"Daten!L3913","v":0},{"$f":"Daten!M3913","v":0},null,null,0,0,0,0,0,0]
[null,3887,162,6,{"$f":"Daten!L3916","v":0},{"$f":"Daten!M3916","v":0},null,null,0,0,0,0,0,0]
[null,3890,163,6,{"$f":"Daten!L3919","v":0},{"$f":"Daten!M3919","v":0},null,null,0,0,0,0,0,0]
[null,3893,163,6,{"$f":"Daten!L3922","v":0},{"$f":"Daten!M3922","v":0},null,null,0,0,0,0,0,0]
[null,3898,163,6,{"$f":"Daten!L3927","v":0},{"$f":"Daten!M3927","v":0},null,null,0,0,0,0,0,0]
[null,3901,163,6,{"$f":"Daten!L3930","v":0},{"$f":"Daten!M3930","v":0},null,null,0,0,0,0,0,0]
[null,3902,163,6,{"$f":"Daten!L3931","v":0},{"$f":"Daten!M3931","v":0},null,null,0,0,0,0,0,0]
[null,3905,163,6,{"$f":"Daten!L3934","v":0},{"$f":"Daten!M3934","v":0},null,null,0,0,0,0,0,{"$f":"IF(L3921>0,I3921+L3921*Wirkungsgrad,I3921+L3921)","v":0}]
[null,3909,163,6,{"$f":"Daten!L3938","v":0},{"$f":"Daten!M3938","v":0},null,null,0,0,0,0,0,0]
[null,3912,163,6,{"$f":"Daten!L3941","v":0},{"$f":"Daten!M3941","v":0},null,null,0,0,0,0,0,0]
[null,3914,164,6,{"$f":"Daten!L3943","v":0},{"$f":"Daten!M3943","v":0},null,null,0,0,0,0,0,0]
[null,3920,164,6,{"$f":"Daten!L3949","v":0},{"$f":"Daten!M3949","v":0},null,null,0,0,0,0,0,0]
[null,3923,164,6,{"$f":"Daten!L3952","v":0},{"$f":"Daten!M3952","v":0},null,null,0,0,0,0,0,0]
[null,3924,164,6,{"$f":"Daten!L3953","v":0},{"$f":"Daten!M3953","v":0},null,null,0,0,0,0,0,0]
[null,3927,164,6,{"$f":"Daten!L3956","v":0},{"$f":"Daten!M3956","v":0},null,null,0,0,0,0,0,0]
[null,3930,164,6,{"$f":"Daten!L3959","v":0},{"$f":"Daten!M3959","v":0},null,null,0,0,0,0,0,0]
[null,3934,164,6,{"$f":"Daten!L3963","v":0},{"$f":"Daten!M3963","v":0},null,null,0,0,0,0,0,0]
[null,3937,165,6,{"$f":"Daten!L3966","v":0},{"$f":"Daten!M3966","v":0},null,null,0,0,0,0,0,0]
[null,3939,165,6,{"$f":"Daten!L3968","v":0},{"$f":"Daten!M3968","v":0},null,null,0,0,0,0,0,0]
[null,3945,165,6,{"$f":"Daten!L3974","v":0},{"$f":"Daten!M3974","v":0},null,null,0,0,0,0,0,0]
[null,3948,165,6,{"$f":"Daten!L3977","v":0},{"$f":"Daten!M3977","v":0},null,null,0,0,0,0,0,0]
[null,3949,165,6,{"$f":"Daten!L3978","v":0},{"$f":"Daten!M3978","v":0},null,null,0,0,0,0,0,0]
[null,3952,165,6,{"$f":"Daten!L3981","v":0},{"$f":"Daten!M3981","v":0},null,null,0,0,0,0,0,0]
[null,3955,165,6,{"$f":"Daten!L3984","v":0},{"$f":"Daten!M3984","v":0},null,null,0,0,0,0,0,0]
[null,3959,165,6,{"$f":"Daten!L3988","v":0},{"$f":"Daten!M3988","v":0},null,null,0,0,0,0,0,0]
[null,3964,166,6,{"$f":"Daten!L3993","v":0},{"$f":"Daten!M3993","v":0},null,null,0,0,0,0,0,0]
[null,3967,166,6,{"$f":"Daten!L3996","v":0},{"$f":"Daten!M3996","v":0},null,null,0,0,0,0,0,0]
[null,3970,{"$f":"CEILING(B3986/24,1)","v":166},{"$f":"MONTH(C3986)","v":6},{"$f":"Daten!L3999","v":0},{"$f":"Daten!M3999","v":0},null,null,0,{"$f":"MIN(E3986,F3986+I3986)","v":0},{"$f":"E3986-J3986","v":0},{"$f":"MIN((F3986-J3986),0-I3986)","v":0},{"$f":"F3986-(J3986+L3986)","v":0},0]
[null,3973,166,6,{"$f":"Daten!L4002","v":0},{"$f":"Daten!M4002","v":0},null,null,0,0,0,0,0,0]
[null,3974,166,6,{"$f":"Daten!L4003","v":0},{"$f":"Daten!M4003","v":0},null,null,0,0,0,0,0,0]
[null,3977,166,6,{"$f":"Daten!L4006","v":0},{"$f":"Daten!M4006","v":0},null,null,0,0,0,0,0,0]
[null,3980,166,6,{"$f":"Daten!L4009","v":0},{"$f":"Daten!M4009","v":0},null,null,0,0,0,0,0,0]
[null,3985,167,6,{"$f":"Daten!L4014","v":0},{"$f":"Daten!M4014","v":0},null,null,0,0,0,0,0,0]
[null,3988,167,6,{"$f":"Daten!L4017","v":0},{"$f":"Daten!M4017","v":0},null,null,0,0,0,0,0,0]
[null,3992,167,6,{"$f":"Daten!L4021","v":0},{"$f":"Daten!M4021","v":0},null,null,0,0,0,0,0,0]
[null,3995,167,6,{"$f":"Daten!L4024","v":0},{"$f":"Daten!M4024","v":0},null,null,0,0,0,0,0,0]
[null,3998,167,6,{"$f":"Daten!L4027","v":0},{"$f":"Daten!M4027","v":0},null,null,0,0,0,0,0,0]
[null,3999,167,6,{"$f":"Daten!L4028","v":0},{"$f":"Daten!M4028","v":0},null,null,0,0,0,0,0,0]
[null,4002,167,6,{"$f":"Daten!L4031","v":0},{"$f":"Daten!M4031","v":0},null,null,0,0,0,0,0,0]
[null,4006,167,6,{"$f":"Daten!L4035","v":0},{"$f":"Daten!M4035","v":0},null,null,0,0,0,0,0,0]
[null,4010,168,6,{"$f":"Daten!L4039","v":0},{"$f":"Daten!M4039","v":0},null,null,0,0,0,0,0,0]
[null,4013,168,6,{"$f":"Daten!L4042","v":0},{"$f":"Daten!M4042","v":0},null,null,0,0,0,0,0,0]
[null,4017,168,6,{"$f":"Daten!L4046","v":0},{"$f":"Daten!M4046","v":0},null,null,0,0,0,0,0,0]
[null,4020,168,6,{"$f":"Daten!L4049","v":0},{"$f":"Daten!M4049","v":0},null,null,0,0,0,0,0,0]
[null,4023,168,6,{"$f":"Daten!L4052","v":0},{"$f":"Daten!M4052","v":0},null,null,0,0,0,0,0,0]
[null,4024,168,6,{"$f":"Daten!L4053","v":0},{"$f":"Daten!M4053","v":0},null,null,0,0,0,0,0,0]
[null,4027,168,6,{"$f":"Daten!L4056","v":0},{"$f":"Daten!M4056","v":0},null,null,0,0,0,0,0,0]
[null,4031,168,6,{"$f":"Daten!L4060","v":0},{"$f":"Daten!M4060","v":0},null,null,0,0,0,0,0,0]
[null,4035,169,6,{"$f":"Daten!L4064","v":0},{"$f":"Daten!M4064","v":0},null,null,{"$f":"N4050","v":0},0,0,0,0,0]
[null,4038,169,6,{"$f":"Daten!L4067","v":0},{"$f":"Daten!M4067","v":0},null,null,0,0,0,0,0,0]
[null,4042,169,6,{"$f":"Daten!L4071","v":0},{"$f":"Daten!M4071","v":0},null,null,0,0,0,0,0,0]
[null,4045,169,6,{"$f":"Daten!L4074","v":0},{"$f":"Daten!M4074","v":0},null,null,0,0,0,0,0,0]
[null,4048,169,6,{"$f":"Daten!L4077","v":0},{"$f":"Daten!M4077","v":0},null,null,0,0,0,0,0,0]
[null,4049,169,6,{"$f":"Daten!L4078","v":0},{"$f":"Daten!M4078","v":0},null,null,0,0,0,0,0,0]
[null,4052,169,6,{"$f":"Daten!L4081","v":0},{"$f":"Daten!M4081","v":0},null,null,0,0,0,0,0,0]
[null,4057,170,6,{"$f":"Daten!L4086","v":0},{"$f":"Daten!M4086","v":0},null,null,0,0,0,0,0,0]
[null,4060,170,6,{"$f":"Daten!L4089","v":0},{"$f":"Daten!M4089","v":0},null,null,0,0,0,0,0,0]
[null,4063,170,6,{"$f":"Daten!L4092","v":0},{"$f":"Daten!M4092","v":0},null,null,0,0,0,0,0,0]
[null,4067,170,6,{"$f":"Daten!L4096","v":0},{"$f":"Daten!M4096","v":0},null,null,0,0,0,0,0,0]
[null,4070,170,6,{"$f":"Daten!L4099","v":0},{"$f":"Daten!M4099","v":0},null,null,0,0,0,0,0,0]
[null,4071,170,6,{"$f":"Daten!L4100","v":0},{"$f":"Daten!M4100","v":0},null,null,0,0,0,0,0,0]
[null,4077,170,6,{"$f":"Daten!L4106","v":0},{"$f":"Daten!M4106","v":0},null,null,0,0,0,0,0,0]
[null,4078,170,6,{"$f":"Daten!L4107","v":0},{"$f":"Daten!M4107","v":0},null,null,0,0,0,0,0,0]
[null,4082,171,6,{"$f":"Daten!L4111","v":0},{"$f":"Daten!M4111","v":0},null,null,0,0,0,0,0,0]
[null,4085,171,6,{"$f":"Daten!L4114","v":0},{"$f":"Daten!M4114","v":0},null,null,0,0,0,0,0,0]
[null,4088,171,6,{"$f":"Daten!L4117","v":0},{"$f":"Daten!M4117","v":0},null,null,0,0,0,0,0,0]
[null,4092,171,6,{"$f":"Daten!L4121","v":0},{"$f":"Daten!M4121","v":0},null,null,0,0,0,0,0,0]
[null,4095,171,6,{"$f":"Daten!L4124","v":0},{"$f":"Daten!M4124","v":0},null,null,0,0,0,0,0,0]
[null,4098,{"$f":"CEILING(B4114/24,1)","v":171},{"$f":"MONTH(C4114)","v":6},{"$f":"Daten!L4127","v":0},{"$f":"Daten!M4127","v":0},null,null,0,{"$f":"MIN(E4114,F4114+I4114)","v":0},{"$f":"E4114-J4114","v":0},{"$f":"MIN((F4114-J4114),0-I4114)","v":0},{"$f":"F4114-(J4114+L4114)","v":0},0]
[null,4100,171,6,{"$f":"Daten!L4129","v":0},{"$f":"Daten!M4129","v":0},null,null,0,0,0,0,0,0]
[null,4103,171,6,{"$f":"Daten!L4132","v":0},{"$f":"Daten!M4132","v":0},null,null,0,0,0,0,0,0]
[null,4107,172,6,{"$f":"Daten!L4136","v":0},{"$f":"Daten!M4136","v":0},null,null,0,0,0,0,0,0]
[null,4110,172,6,{"$f":"Daten!L4139","v":0},{"$f":"Daten!M4139","v":0},null,null,0,0,0,0,0,0]
[null,4113,172,6,{"$f":"Daten!L4142","v":0},{"$f":"Daten!M4142","v":0},null,null,0,0,0,0,0,0]
[null,4117,172,6,{"$f":"Daten!L4146","v":0},{"$f":"Daten!M4146","v":0},null,null,0,0,0,0,0,0]
[null,4120,172,6,{"$f":"Daten!L4149","v":0},{"$f":"Daten!M4149","v":0},null,null,0,0,0,0,0,0]
[null,4123,172,6,{"$f":"Daten!L4152","v":0},{"$f":"Daten!M4152","v":0},null,null,0,0,0,0,0,0]
[null,4125,172,6,{"$f":"Daten!L4154","v":0},{"$f":"Daten!M4154","v":0},null,null,0,0,0,0,0,0]
[null,4128,172,6,{"$f":"Daten!L4157","v":0},{"$f":"Daten!M4157","v":0},null,null,0,0,0,0,0,0]
[null,4132,173,6,{"$f":"Daten!L4161","v":0},{"$f":"Daten!M4161","v":0},null,null,0,0,0,0,0,0]
[null,4135,173,6,{"$f":"Daten!L4164","v":0},{"$f":"Daten!M4164","v":0},null,null,0,0,0,0,0,0]
[null,4139,173,6,{"$f":"Daten!L4168","v":0},{"$f":"Daten!M4168","v":0},null,null,0,0,0,0,0,0]
[null,4142,173,6,{"$f":"Daten!L4171","v":0},{"$f":"Daten!M4171","v":0},null,null,0,0,0,0,0,0]
[null,4144,173,6,{"$f":"Daten!L4173","v":0},{"$f":"Daten!M4173","v":0},null,null,0,0,0,0,0,0]
[null,4147,173,6,{"$f":"Daten!L4176","v":0},{"$f":"Daten!M4176","v":0},null,null,0,0,0,0,0,0]
[null,4150,173,6,{"$f":"Daten!L4179","v":0},{"$f":"Daten!M4179","v":0},null,null,0,0,0,0,0,0]
[null,4153,174,6,{"$f":"Daten!L4182","v":0},{"$f":"Daten!M4182","v":0},null,null,0,0,0,0,0,0]
[null,4157,174,6,{"$f":"Daten!L4186","v":0},{"$f":"Daten!M4186","v":0},null,null,0,0,0,0,0,0]
[null,4160,174,6,{"$f":"Daten!L4189","v":0},{"$f":"Daten!M4189","v":0},null,null,0,0,0,0,0,0]
[null,4164,174,6,{"$f":"Daten!L4193","v":0},{"$f":"Daten!M4193","v":0},null,null,0,0,0,0,0,0]
[null,4165,174,6,{"$f":"Daten!L4194","v":0},{"$f":"Daten!M4194","v":0},null,null,0,0,0,0,0,0]
[null,4171,174,6,{"$f":"Daten!L4200","v":0},{"$f":"Daten!M4200","v":0},null,null,0,0,0,0,0,0]
[null,4172,174,6,{"$f":"Daten!L4201","v":0},{"$f":"Daten!M4201","v":0},null,null,0,0,0,0,0,0]
[null,4175,174,6,{"$f":"Daten!L4204","v":0},{"$f":"Daten!M4204","v":0},null,null,0,0,0,0,0,0]
[null,4178,175,6,{"$f":"Daten!L4207","v":0},{"$f":"Daten!M4207","v":0},null,null,0,0,0,0,0,0]
[null,4182,175,6,{"$f":"Daten!L4211","v":0},{"$f":"Daten!M4211","v":0},null,null,0,0,0,0,0,0]
[null,4185,175,6,{"$f":"Daten!L4214","v":0},{"$f":"Daten!M4214","v":0},null,null,0,0,0,0,0,0]
[null,4190,175,6,{"$f":"Daten!L4219","v":0},{"$f":"Daten!M4219","v":0},null,null,0,0,0,0,0,0]
[null,4193,175,6,{"$f":"Daten!L4222","v":0},{"$f":"Daten!M4222","v":0},null,null,0,0,0,0,0,0]
[null,4196,175,6,{"$f":"Daten!L4225","v":0},{"$f":"Daten!M4225","v":0},null,null,0,0,0,0,0,0]
[null,4197,175,6,{"$f":"Daten!L4226","v":0},{"$f":"Daten!M4226","v":0},null,null,0,0,0,0,0,0]
[null,4200,175,6,{"$f":"Daten!L4229","v":0},{"$f":"Daten!M4229","v":0},null,null,0,0,0,0,0,0]
[null,4204,176,6,{"$f":"Daten!L4233","v":0},{"$f":"Daten!M4233","v":0},null,null,0,0,0,0,0,0]
[null,4207,176,6,{"$f":"Daten!L4236","v":0},{"$f":"Daten!M4236","v":0},null,null,0,0,0,0,0,0]
[null,4210,176,6,{"$f":"Daten!L4239","v":0},{"$f":"Daten!M4239","v":0},null,null,0,0,0,0,0,0]
[null,4215,176,6,{"$f":"Daten!L4244","v":0},{"$f":"Daten!M4244","v":0},null,null,0,0,0,0,0,0]
[null,4218,176,6,{"$f":"Daten!L4247","v":0},{"$f":"Daten!M4247","v":0},null,null,0,0,0,0,0,0]
[null,4221,176,6,{"$f":"Daten!L4250","v":0},{"$f":"Daten!M4250","v":0},null,null,0,0,0,0,0,0]
[null,4222,176,6,{"$f":"Daten!L4251","v":0},{"$f":"Daten!M4251","v":0},null,null,0,0,0,0,0,0]
[null,4225,177,6,{"$f":"Daten!L4254","v":0},{"$f":"Daten!M4254","v":0},null,null,0,0,0,0,0,{"$f":"IF(L4241>0,I4241+L4241*Wirkungsgrad,I4241+L4241)","v":0}]
[null,4229,177,6,{"$f":"Daten!L4258","v":0},{"$f":"Daten!M4258","v":0},null,null,0,0,0,0,0,0]
[null,4232,177,6,{"$f":"Daten!L4261","v":0},{"$f":"Daten!M4261","v":0},null,null,0,0,0,0,0,0]
[null,4236,177,6,{"$f":"Daten!L4265","v":0},{"$f":"Daten!M4265","v":0},null,null,0,0,0,0,0,0]
[null,4240,177,6,{"$f":"Daten!L4269","v":0},{"$f":"Daten!M4269","v":0},null,null,0,0,0,0,0,0]
[null,4243,177,6,{"$f":"Daten!L4272","v":0},{"$f":"Daten!M4272","v":0},null,null,0,0,0,0,0,0]
[null,4244,177,6,{"$f":"Daten!L4273","v":0},{"$f":"Daten!M4273","v":0},null,null,0,0,0,0,0,0]
[null,4247,177,6,{"$f":"Daten!L4276","v":0},{"$f":"Daten!M4276","v":0},null,null,0,0,0,0,0,0]
[null,4250,178,6,{"$f":"Daten!L4279","v":0},{"$f":"Daten!M4279","v":0},null,null,0,0,0,0,0,0]
[null,4254,178,6,{"$f":"Daten!L4283","v":0},{"$f":"Daten!M4283","v":0},null,null,0,0,0,0,0,0]
[null,4257,178,6,{"$f":"Daten!L4286","v":0},{"$f":"Daten!M4286","v":0},null,null,0,0,0,0,0,0]
[null,4261,178,6,{"$f":"Daten!L4290","v":0},{"$f":"Daten!M4290","v":0},null,null,0,0,0,0,0,0]
[null,4265,178,6,{"$f":"Daten!L4294","v":0},{"$f":"Daten!M4294","v":0},null,null,0,0,0,0,0,0]
[null,4268,178,6,{"$f":"Daten!L4297","v":0},{"$f":"Daten!M4297","v":0},null,null,0,0,0,0,0,0]
[null,4269,178,6,{"$f":"Daten!L4298","v":0},{"$f":"Daten!M4298","v":0},null,null,0,0,0,0,0,0]
[null,4272,178,6,{"$f":"Daten!L4301","v":0},{"$f":"Daten!M4301","v":0},null,null,0,0,0,0,0,0]
[null,4275,179,6,{"$f":"Daten!L4304","v":0},{"$f":"Daten!M4304","v":0},null,null,0,0,0,0,0,0]
[null,4278,179,6,{"$f":"Daten!L4307","v":0},{"$f":"Daten!M4307","v":0},null,null,0,0,0,0,0,0]
[null,4283,179,6,{"$f":"Daten!L4312","v":0},{"$f":"Daten!M4312","v":0},null,null,0,0,0,0,0,0]
[null,4286,179,6,{"$f":"Daten!L4315","v":0},{"$f":"Daten!M4315","v":0},null,null,0,0,0,0,0,0]
[null,4290,{"$f":"CEILING(B4306/24,1)","v":179},{"$f":"MONTH(C4306)","v":6},{"$f":"Daten!L4319","v":0},{"$f":"Daten!M4319","v":0},null,null,0,{"$f":"MIN(E4306,F4306+I4306)","v":0},{"$f":"E4306-J4306","v":0},{"$f":"MIN((F4306-J4306),0-I4306)","v":0},{"$f":"F4306-(J4306+L4306)","v":0},0]
[null,4293,179,6,{"$f":"Daten!L4322","v":0},{"$f":"Daten!M4322","v":0},null,null,0,0,0,0,0,0]
[null,4294,179,6,{"$f":"Daten!L4323","v":0},{"$f":"Daten!M4323","v":0},null,null,0,0,0,0,0,0]
[null,4297,180,6,{"$f":"Daten!L4326","v":0},{"$f":"Daten!M4326","v":0},null,null,0,0,0,0,0,0]
[null,4300,180,6,{"$f":"Daten!L4329","v":0},{"$f":"Daten!M4329","v":0},null,null,0,0,0,0,0,0]
[null,4303,180,6,{"$f":"Daten!L4332","v":0},{"$f":"Daten!M4332","v":0},null,null,0,0,0,0,0,0]
[null,4308,180,6,{"$f":"Daten!L4337","v":0},{"$f":"Daten!M4337","v":0},null,null,0,0,0,0,0,0]
[null,4312,180,6,{"$f":"Daten!L4341","v":0},{"$f":"Daten!M4341","v":0},null,null,0,0,0,0,0,0]
[null,4315,180,6,{"$f":"Daten!L4344","v":0},{"$f":"Daten!M4344","v":0},null,null,0,0,0,0,0,0]
[null,4318,180,6,{"$f":"Daten!L4347","v":0},{"$f":"Daten!M4347","v":0},null,null,0,0,0,0,0,0]
[null,4319,180,6,{"$f":"Daten!L4348","v":0},{"$f":"Daten!M4348","v":0},null,null,0,0,0,0,0,0]
[null,4322,181,6,{"$f":"Daten!L4351","v":0},{"$f":"Daten!M4351","v":0},null,null,0,0,0,0,0,0]
[null,4328,181,6,{"$f":"Daten!L4357","v":0},{"$f":"Daten!M4357","v":0},null,null,0,0,0,0,0,0]
[null,4330,181,6,{"$f":"Daten!L4359","v":0},{"$f":"Daten!M4359","v":0},null,null,0,0,0,0,0,0]
[null,4333,181,6,{"$f":"Daten!L4362","v":0},{"$f":"Daten!M4362","v":0},null,null,0,0,0,0,0,0]
[null,4337,181,6,{"$f":"Daten!L4366","v":0},{"$f":"Daten!M4366","v":0},null,null,0,0,0,0,0,0]
[null,4340,181,6,{"$f":"Daten!L4369","v":0},{"$f":"Daten!M4369","v":0},null,null,0,0,0,0,0,0]
[null,4343,181,6,{"$f":"Daten!L4372","v":0},{"$f":"Daten!M4372","v":0},null,null,0,0,0,0,0,0]
[null,4344,181,6,{"$f":"Daten!L4373","v":0},{"$f":"Daten!M4373","v":0},null,null,0,0,0,0,0,0]
[null,4349,182,6,{"$f":"Daten!L4378","v":0},{"$f":"Daten!M4378","v":0},null,null,0,0,0,0,0,0]
[null,4352,182,6,{"$f":"Daten!L4381","v":0},{"$f":"Daten!M4381","v":0},null,null,0,0,0,0,0,0]
[null,4355,182,6,{"$f":"Daten!L4384","v":0},{"$f":"Daten!M4384","v":0},null,null,{"$f":"N4370","v":0},0,0,0,0,0]
[null,4358,182,6,{"$f":"Daten!L4387","v":0},{"$f":"Daten!M4387","v":0},null,null,0,0,0,0,0,0]
[null,4362,182,6,{"$f":"Daten!L4391","v":0},{"$f":"Daten!M4391","v":0},null,null,0,0,0,0,0,0]
[null,4365,182,6,{"$f":"Daten!L4394","v":0},{"$f":"Daten!M4394","v":0},null,null,0,0,0,0,0,0]
[null,4368,182,6,{"$f":"Daten!L4397","v":0},{"$f":"Daten!M4397","v":0},null,null,0,0,0,0,0,0]
[null,4370,183,7,{"$f":"Daten!L4399","v":0},{"$f":"Daten!M4399","v":0},null,null,0,0,0,0,0,0]
[null,4373,183,7,{"$f":"Daten!L4402","v":0},{"$f":"Daten!M4402","v":0},null,null,0,0,0,0,0,0]
[null,4377,183,7,{"$f":"Daten!L4406","v":0},{"$f":"Daten!M4406","v":0},null,null,0,0,0,0,0,0]
[null,4380,183,7,{"$f":"Daten!L4409","v":0},{"$f":"Daten!M4409","v":0},null,null,0,0,0,0,0,0]
[null,4383,183,7,{"$f":"Daten!L4412","v":0},{"$f":"Daten!M4412","v":0},null,null,0,0,0,0,0,0]
[null,4387,183,7,{"$f":"Daten!L4416","v":0},{"$f":"Daten!M4416","v":0},null,null,0,0,0,0,0,0]
[null,4390,183,7,{"$f":"Daten!L4419","v":0},{"$f":"Daten!M4419","v":0},null,null,0,0,0,0,0,0]
[null,4393,184,7,{"$f":"Daten!L4422","v":0},{"$f":"Daten!M4422","v":0},null,null,0,0,0,0,0,0]
[null,4395,184,7,{"$f":"Daten!L4424","v":0},{"$f":"Daten!M4424","v":0},null,null,0,0,0,0,0,0]
[null,4398,184,7,{"$f":"Daten!L4427","v":0},{"$f":"Daten!M4427","v":0},null,null,0,0,0,0,0,0]
[null,4402,184,7,{"$f":"Daten!L4431","v":0},{"$f":"Daten!M4431","v":0},null,null,0,0,0,0,0,0]
[null,4405,184,7,{"$f":"Daten!L4434","v":0},{"$f":"Daten!M4434","v":0},null,null,0,0,0,0,0,0]
[null,4408,184,7,{"$f":"Daten!L4437","v":0},{"$f":"Daten!M4437","v":0},null,null,0,0,0,0,0,0]
[null,4412,184,7,{"$f":"Daten!L4441","v":0},{"$f":"Daten!M4441","v":0},null,null,0,0,0,0,0,0]
[null,4415,184,7,{"$f":"Daten!L4444","v":0},{"$f":"Daten!M4444","v":0},null,null,0,0,0,0,0,0]
[null,4416,184,7,{"$f":"Daten!L4445","v":0},{"$f":"Daten!M4445","v":0},null,null,0,0,0,0,0,0]
[null,4420,185,7,{"$f":"Daten!L4449","v":0},{"$f":"Daten!M4449","v":0},null,null,0,0,0,0,0,0]
[null,4423,185,7,{"$f":"Daten!L4452","v":0},{"$f":"Daten!M4452","v":0},null,null,0,0,0,0,0,0]
[null,4427,185,7,{"$f":"Daten!L4456","v":0},{"$f":"Daten!M4456","v":0},null,null,0,0,0,0,0,0]
[null,4430,185,7,{"$f":"Daten!L4459","v":0},{"$f":"Daten!M4459","v":0},null,null,0,0,0,0,0,0]
[null,4433,185,7,{"$f":"Daten!L4462","v":0},{"$f":"Daten!M4462","v":0},null,null,0,0,0,0,0,0]
[null,4437,185,7,{"$f":"Daten!L4466","v":0},{"$f":"Daten!M4466","v":0},null,null,0,0,0,0,0,0]
[null,4441,186,7,{"$f":"Daten!L4470","v":0},{"$f":"Daten!M4470","v":0},null,null,0,0,0,0,0,0]
[null,4442,186,7,{"$f":"Daten!L4471","v":0},{"$f":"Daten!M4471","v":0},null,null,0,0,0,0,0,0]
[null,4445,186,7,{"$f":"Daten!L4474","v":0},{"$f":"Daten!M4474","v":0},null,null,0,0,0,0,0,0]
[null,4448,186,7,{"$f":"Daten!L4477","v":0},{"$f":"Daten!M4477","v":0},null,null,0,0,0,0,0,0]
[null,4452,186,7,{"$f":"Daten!L4481","v":0},{"$f":"Daten!M4481","v":0},null,null,0,0,0,0,0,0]
[null,4455,186,7,{"$f":"Daten!L4484","v":0},{"$f":"Daten!M4484","v":0},null,null,0,0,0,0,0,0]
[null,4458,186,7,{"$f":"Daten!L4487","v":0},{"$f":"Daten!M4487","v":0},null,null,0,0,0,0,0,0]
[null,4462,186,7,{"$f":"Daten!L4491","v":0},{"$f":"Daten!M4491","v":0},null,null,0,0,0,0,0,0]
[null,4466,187,7,{"$f":"Daten!L4495","v":0},{"$f":"Daten!M4495","v":0},null,null,0,0,0,0,0,0]
[null,4467,187,7,{"$f":"Daten!L4496","v":0},{"$f":"Daten!M4496","v":0},null,null,0,0,0,0,0,0]
[null,4470,187,7,{"$f":"Daten!L4499","v":0},{"$f":"Daten!M4499","v":0},null,null,0,0,0,0,0,0]
[null,4473,187,7,{"$f":"Daten!L4502","v":0},{"$f":"Daten!M4502","v":0},null,null,0,0,0,0,0,0]
[null,4477,187,7,{"$f":"Daten!L4506","v":0},{"$f":"Daten!M4506","v":0},null,null,0,0,0,0,0,0]
[null,4480,187,7,{"$f":"Daten!L4509","v":0},{"$f":"Daten!M4509","v":0},null,null,0,0,0,0,0,0]
[null,4484,187,7,{"$f":"Daten!L4513","v":0},{"$f":"Daten!M4513","v":0},null,null,0,0,0,0,0,0]
[null,4487,187,7,{"$f":"Daten!L4516","v":0},{"$f":"Daten!M4516","v":0},null,null,0,0,0,0,0,0]
[null,4491,188,7,{"$f":"Daten!L4520","v":0},{"$f":"Daten!M4520","v":0},null,null,0,0,0,0,0,0]
[null,4492,188,7,{"$f":"Daten!L4521","v":0},{"$f":"Daten!M4521","v":0},null,null,0,0,0,0,0,0]
[null,4495,188,7,{"$f":"Daten!L4524","v":0},{"$f":"Daten!M4524","v":0},null,null,0,0,0,0,0,0]
[null,4498,188,7,{"$f":"Daten!L4527","v":0},{"$f":"Daten!M4527","v":0},null,null,0,0,0,0,0,0]
[null,4502,188,7,{"$f":"Daten!L4531","v":0},{"$f":"Daten!M4531","v":0},null,null,0,0,0,0,0,0]
[null,4505,188,7,{"$f":"Daten!L4534","v":0},{"$f":"Daten!M4534","v":0},null,null,0,0,0,0,0,0]
[null,4508,188,7,{"$f":"Daten!L4537","v":0},{"$f":"Daten!M4537","v":0},null,null,0,0,0,0,0,0]
[null,4513,189,7,{"$f":"Daten!L4542","v":0},{"$f":"Daten!M4542","v":0},null,null,0,0,0,0,0,0]
[null,4516,189,7,{"$f":"Daten!L4545","v":0},{"$f":"Daten!M4545","v":0},null,null,0,0,0,0,0,0]
[null,4517,189,7,{"$f":"Daten!L4546","v":0},{"$f":"Daten!M4546","v":0},null,null,0,0,0,0,0,0]
[null,4520,189,7,{"$f":"Daten!L4549","v":0},{"$f":"Daten!M4549","v":0},null,null,0,0,0,0,0,0]
[null,4524,189,7,{"$f":"Daten!L4553","v":0},{"$f":"Daten!M4553","v":0},null,null,0,0,0,0,0,0]
[null,4527,189,7,{"$f":"Daten!L4556","v":0},{"$f":"Daten!M4556","v":0},null,null,0,0,0,0,0,0]
[null,4529,189,7,{"$f":"Daten!L4558","v":0},{"$f":"Daten!M4558","v":0},null,null,0,0,0,0,0,0]
[null,4535,189,7,{"$f":"Daten!L4564","v":0},{"$f":"Daten!M4564","v":0},null,null,0,0,0,0,0,0]
[null,4538,190,7,{"$f":"Daten!L4567","v":0},{"$f":"Daten!M4567","v":0},null,null,0,0,0,0,0,0]
[null,4541,190,7,{"$f":"Daten!L4570","v":0},{"$f":"Daten!M4570","v":0},null,null,0,0,0,0,0,0]
[null,4542,190,7,{"$f":"Daten!L4571","v":0},{"$f":"Daten!M4571","v":0},null,null,0,0,0,0,0,0]
[null,4545,190,7,{"$f":"Daten!L4574","v":0},{"$f":"Daten!M4574","v":0},null,null,0,0,0,0,0,{"$f":"IF(L4561>0,I4561+L4561*Wirkungsgrad,I4561+L4561)","v":0}]
[null,4549,190,7,{"$f":"Daten!L4578","v":0},{"$f":"Daten!M4578","v":0},null,null,0,0,0,0,0,0]
[null,4554,190,7,{"$f":"Daten!L4583","v":0},{"$f":"Daten!M4583","v":0},null,null,0,0,0,0,0,0]
[null,4556,190,7,{"$f":"Daten!L4585","v":0},{"$f":"Daten!M4585","v":0},null,null,0,0,0,0,0,0]
[null,4560,190,7,{"$f":"Daten!L4589","v":0},{"$f":"Daten!M4589","v":0},null,null,0,0,0,0,0,0]
[null,4563,191,7,{"$f":"Daten!L4592","v":0},{"$f":"Daten!M4592","v":0},null,null,0,0,0,0,0,0]
[null,4566,191,7,{"$f":"Daten!L4595","v":0},{"$f":"Daten!M4595","v":0},null,null,0,0,0,0,0,0]
[null,4567,191,7,{"$f":"Daten!L4596","v":0},{"$f":"Daten!M4596","v":0},null,null,0,0,0,0,0,0]
[null,4570,191,7,{"$f":"Daten!L4599","v":0},{"$f":"Daten!M4599","v":0},null,null,0,0,0,0,0,0]
[null,4574,191,7,{"$f":"Daten!L4603","v":0},{"$f":"Daten!M4603","v":0},null,null,0,0,0,0,0,0]
[null,4579,191,7,{"$f":"Daten!L4608","v":0},{"$f":"Daten!M4608","v":0},null,null,0,0,0,0,0,0]
[null,4581,191,7,{"$f":"Daten!L4610","v":0},{"$f":"Daten!M4610","v":0},null,null,0,0,0,0,0,0]
[null,4585,192,7,{"$f":"Daten!L4614","v":0},{"$f":"Daten!M4614","v":0},null,null,0,0,0,0,0,0]
[null,4588,192,7,{"$f":"Daten!L4617","v":0},{"$f":"Daten!M4617","v":0},null,null,0,0,0,0,0,0]
[null,4589,192,7,{"$f":"Daten!L4618","v":0},{"$f":"Daten!M4618","v":0},null,null,0,0,0,0,0,0]
[null,4592,192,7,{"$f":"Daten!L4621","v":0},{"$f":"Daten!M4621","v":0},null,null,0,0,0,0,0,0]
[null,4595,192,7,{"$f":"Daten!L4624","v":0},{"$f":"Daten!M4624","v":0},null,null,0,0,0,0,0,0]
[null,4600,192,7,{"$f":"Daten!L4629","v":0},{"$f":"Daten!M4629","v":0},null,null,0,0,0,0,0,0]
[null,4603,192,7,{"$f":"Daten!L4632","v":0},{"$f":"Daten!M4632","v":0},null,null,0,0,0,0,0,0]
[null,4606,192,7,{"$f":"Daten!L4635","v":0},{"$f":"Daten!M4635","v":0},null,null,0,0,0,0,0,0]
[null,4610,{"$f":"CEILING(B4626/24,1)","v":193},{"$f":"MONTH(C4626)","v":7},{"$f":"Daten!L4639","v":0},{"$f":"Daten!M4639","v":0},null,null,0,{"$f":"MIN(E4626,F4626+I4626)","v":0},{"$f":"E4626-J4626","v":0},{"$f":"MIN((F4626-J4626),0-I4626)","v":0},{"$f":"F4626-(J4626+L4626)","v":0},0]
[null,4613,193,7,{"$f":"Daten!L4642","v":0},{"$f":"Daten!M4642","v":0},null,null,0,0,0,0,0,0]
[null,4614,193,7,{"$f":"Daten!L4643","v":0},{"$f":"Daten!M4643","v":0},null,null,0,0,0,0,0,0]
[null,4617,193,7,{"$f":"Daten!L4646","v":0},{"$f":"Daten!M4646","v":0},null,null,0,0,0,0,0,0]
[null,4621,193,7,{"$f":"Daten!L4650","v":0},{"$f":"Daten!M4650","v":0},null,null,0,0,0,0,0,0]
[null,4625,193,7,{"$f":"Daten!L4654","v":0},{"$f":"Daten!M4654","v":0},null,null,0,0,0,0,0,0]
[null,4628,193,7,{"$f":"Daten!L4657","v":0},{"$f":"Daten!M4657","v":0},null,null,0,0,0,0,0,0]
[null,4631,193,7,{"$f":"Daten!L4660","v":0},{"$f":"Daten!M4660","v":0},null,null,0,0,0,0,0,0]
[null,4635,194,7,{"$f":"Daten!L4664","v":0},{"$f":"Daten!M4664","v":0},null,null,0,0,0,0,0,0]
[null,4638,194,7,{"$f":"Daten!L4667","v":0},{"$f":"Daten!M4667","v":0},null,null,0,0,0,0,0,0]
[null,4639,194,7,{"$f":"Daten!L4668","v":0},{"$f":"Daten!M4668","v":0},null,null,0,0,0,0,0,0]
[null,4642,194,7,{"$f":"Daten!L4671","v":0},{"$f":"Daten!M4671","v":0},null,null,0,0,0,0,0,0]
[null,4646,194,7,{"$f":"Daten!L4675","v":0},{"$f":"Daten!M4675","v":0},null,null,0,0,0,0,0,0]
[null,4650,194,7,{"$f":"Daten!L4679","v":0},{"$f":"Daten!M4679","v":0},null,null,0,0,0,0,0,0]
[null,4653,194,7,{"$f":"Daten!L4682","v":0},{"$f":"Daten!M4682","v":0},null,null,0,0,0,0,0,0]
[null,4657,195,7,{"$f":"Daten!L4686","v":0},{"$f":"Daten!M4686","v":0},null,null,0,0,0,0,0,0]
[null,4660,195,7,{"$f":"Daten!L4689","v":0},{"$f":"Daten!M4689","v":0},null,null,0,0,0,0,0,0]
[null,4663,195,7,{"$f":"Daten!L4692","v":0},{"$f":"Daten!M4692","v":0},null,null,0,0,0,0,0,0]
[null,4664,195,7,{"$f":"Daten!L4693","v":0},{"$f":"Daten!M4693","v":0},null,null,0,0,0,0,0,0]
[null,4667,195,7,{"$f":"Daten!L4696","v":0},{"$f":"Daten!M4696","v":0},null,null,0,0,0,0,0,0]
[null,4671,195,7,{"$f":"Daten!L4700","v":0},{"$f":"Daten!M4700","v":0},null,null,0,0,0,0,0,0]
[null,4675,195,7,{"$f":"Daten!L4704","v":0},{"$f":"Daten!M4704","v":0},null,null,{"$f":"N4690","v":0},0,0,0,0,0]
[null,4678,195,7,{"$f":"Daten!L4707","v":0},{"$f":"Daten!M4707","v":0},null,null,0,0,0,0,0,0]
[null,4682,196,7,{"$f":"Daten!L4711","v":0},{"$f":"Daten!M4711","v":0},null,null,0,0,0,0,0,0]
[null,4685,196,7,{"$f":"Daten!L4714","v":0},{"$f":"Daten!M4714","v":0},null,null,0,0,0,0,0,0]
[null,4688,196,7,{"$f":"Daten!L4717","v":0},{"$f":"Daten!M4717","v":0},null,null,0,0,0,0,0,0]
[null,4692,196,7,{"$f":"Daten!L4721","v":0},{"$f":"Daten!M4721","v":0},null,null,0,0,0,0,0,0]
[null,4693,196,7,{"$f":"Daten!L4722","v":0},{"$f":"Daten!M4722","v":0},null,null,0,0,0,0,0,0]
[null,4697,196,7,{"$f":"Daten!L4726","v":0},{"$f":"Daten!M4726","v":0},null,null,0,0,0,0,0,0]
[null,4700,196,7,{"$f":"Daten!L4729","v":0},{"$f":"Daten!M4729","v":0},null,null,0,0,0,0,0,0]
[null,4703,196,7,{"$f":"Daten!L4732","v":0},{"$f":"Daten!M4732","v":0},null,null,0,0,0,0,0,0]
[null,4707,197,7,{"$f":"Daten!L4736","v":0},{"$f":"Daten!M4736","v":0},null,null,0,0,0,0,0,0]
[null,4710,197,7,{"$f":"Daten!L4739","v":0},{"$f":"Daten!M4739","v":0},null,null,0,0,0,0,0,0]
[null,4713,197,7,{"$f":"Daten!L4742","v":0},{"$f":"Daten!M4742","v":0},null,null,0,0,0,0,0,0]
[null,4715,197,7,{"$f":"Daten!L4744","v":0},{"$f":"Daten!M4744","v":0},null,null,0,0,0,0,0,0]
[null,4718,197,7,{"$f":"Daten!L4747","v":0},{"$f":"Daten!M4747","v":0},null,null,0,0,0,0,0,0]
[null,4722,197,7,{"$f":"Daten!L4751","v":0},{"$f":"Daten!M4751","v":0},null,null,0,0,0,0,0,0]
[null,4725,197,7,{"$f":"Daten!L4754","v":0},{"$f":"Daten!M4754","v":0},null,null,0,0,0,0,0,0]
[null,4728,197,7,{"$f":"Daten!L4757","v":0},{"$f":"Daten!M4757","v":0},null,null,0,0,0,0,0,0]
[null,4732,198,7,{"$f":"Daten!L4761","v":0},{"$f":"Daten!M4761","v":0},null,null,0,0,0,0,0,0]
[null,4734,198,7,{"$f":"Daten!L4763","v":0},{"$f":"Daten!M4763","v":0},null,null,0,0,0,0,0,0]
[null,4739,198,7,{"$f":"Daten!L4768","v":0},{"$f":"Daten!M4768","v":0},null,null,{"$f":"N4754","v":0},0,0,0,0,0]
[null,4740,198,7,{"$f":"Daten!L4769","v":0},{"$f":"Daten!M4769","v":0},null,null,0,0,0,0,0,0]
[null,4743,198,7,{"$f":"Daten!L4772","v":0},{"$f":"Daten!M4772","v":0},null,null,0,0,0,0,0,0]
[null,4747,198,7,{"$f":"Daten!L4776","v":0},{"$f":"Daten!M4776","v":0},null,null,0,0,0,0,0,0]
[null,4750,198,7,{"$f":"Daten!L4779","v":0},{"$f":"Daten!M4779","v":0},null,null,0,0,0,0,0,0]
[null,4753,199,7,{"$f":"Daten!L4782","v":0},{"$f":"Daten!M4782","v":0},null,null,0,0,0,0,0,0]
[null,4757,199,7,{"$f":"Daten!L4786","v":0},{"$f":"Daten!M4786","v":0},null,null,0,0,0,0,0,0]
[null,4759,199,7,{"$f":"Daten!L4788","v":0},{"$f":"Daten!M4788","v":0},null,null,0,0,0,0,0,0]
[null,4762,199,7,{"$f":"Daten!L4791","v":0},{"$f":"Daten!M4791","v":0},null,null,0,0,0,0,0,0]
[null,4765,199,7,{"$f":"Daten!L4794","v":0},{"$f":"Daten!M4794","v":0},null,null,0,0,0,0,0,0]
[null,4768,199,7,{"$f":"Daten!L4797","v":0},{"$f":"Daten!M4797","v":0},null,null,0,0,0,0,0,0]
[null,4772,199,7,{"$f":"Daten!L4801","v":0},{"$f":"Daten!M4801","v":0},null,null,0,0,0,0,0,0]
[null,4775,199,7,{"$f":"Daten!L4804","v":0},{"$f":"Daten!M4804","v":0},null,null,0,0,0,0,0,0]
[null,4778,200,7,{"$f":"Daten!L4807","v":0},{"$f":"Daten!M4807","v":0},null,null,0,0,0,0,0,0]
[null,4780,200,7,{"$f":"Daten!L4809","v":0},{"$f":"Daten!M4809","v":0},null,null,0,0,0,0,0,0]
[null,4786,200,7,{"$f":"Daten!L4815","v":0},{"$f":"Daten!M4815","v":0},null,null,0,0,0,0,0,0]
[null,4787,200,7,{"$f":"Daten!L4816","v":0},{"$f":"Daten!M4816","v":0},null,null,0,0,0,0,0,0]
[null,4790,200,7,{"$f":"Daten!L4819","v":0},{"$f":"Daten!M4819","v":0},null,null,0,0,0,0,0,0]
[null,4793,200,7,{"$f":"Daten!L4822","v":0},{"$f":"Daten!M4822","v":0},null,null,0,0,0,0,0,0]
[null,4797,200,7,{"$f":"Daten!L4826","v":0},{"$f":"Daten!M4826","v":0},null,null,0,0,0,0,0,0]
[null,4800,200,7,{"$f":"Daten!L4829","v":0},{"$f":"Daten!M4829","v":0},null,null,0,0,0,0,0,0]
[null,4805,201,7,{"$f":"Daten!L4834","v":0},{"$f":"Daten!M4834","v":0},null,null,0,0,0,0,0,0]
[null,4808,201,7,{"$f":"Daten!L4837","v":0},{"$f":"Daten!M4837","v":0},null,null,0,0,0,0,0,0]
[null,4811,201,7,{"$f":"Daten!L4840","v":0},{"$f":"Daten!M4840","v":0},null,null,0,0,0,0,0,0]
[null,4812,201,7,{"$f":"Daten!L4841","v":0},{"$f":"Daten!M4841","v":0},null,null,0,0,0,0,0,0]
[null,4815,201,7,{"$f":"Daten!L4844","v":0},{"$f":"Daten!M4844","v":0},null,null,0,0,0,0,0,0]
[null,4818,201,7,{"$f":"Daten!L4847","v":0},{"$f":"Daten!M4847","v":0},null,null,0,0,0,0,0,0]
[null,4822,201,7,{"$f":"Daten!L4851","v":0},{"$f":"Daten!M4851","v":0},null,null,0,0,0,0,0,0]
[null,4826,202,7,{"$f":"Daten!L4855","v":0},{"$f":"Daten!M4855","v":0},null,null,0,0,0,0,0,0]
[null,4830,202,7,{"$f":"Daten!L4859","v":0},{"$f":"Daten!M4859","v":0},null,null,0,0,0,0,0,0]
[null,4833,202,7,{"$f":"Daten!L4862","v":0},{"$f":"Daten!M4862","v":0},null,null,0,0,0,0,0,0]
[null,4836,202,7,{"$f":"Daten!L4865","v":0},{"$f":"Daten!M4865","v":0},null,null,0,0,0,0,0,0]
[null,4837,202,7,{"$f":"Daten!L4866","v":0},{"$f":"Daten!M4866","v":0},null,null,0,0,0,0,0,0]
[null,4840,202,7,{"$f":"Daten!L4869","v":0},{"$f":"Daten!M4869","v":0},null,null,0,0,0,0,0,0]
[null,4843,202,7,{"$f":"Daten!L4872","v":0},{"$f":"Daten!M4872","v":0},null,null,0,0,0,0,0,0]
[null,4847,202,7,{"$f":"Daten!L4876","v":0},{"$f":"Daten!M4876","v":0},null,null,0,0,0,0,0,0]
[null,4851,203,7,{"$f":"Daten!L4880","v":0},{"$f":"Daten!M4880","v":0},null,null,0,0,0,0,0,0]
[null,4855,203,7,{"$f":"Daten!L4884","v":0},{"$f":"Daten!M4884","v":0},null,null,0,0,0,0,0,0]
[null,4858,203,7,{"$f":"Daten!L4887","v":0},{"$f":"Daten!M4887","v":0},null,null,0,0,0,0,0,0]
[null,4861,203,7,{"$f":"Daten!L4890","v":0},{"$f":"Daten!M4890","v":0},null,null,0,0,0,0,0,0]
[null,4862,203,7,{"$f":"Daten!L4891","v":0},{"$f":"Daten!M4891","v":0},null,null,0,0,0,0,0,0]
[null,4865,203,7,{"$f":"Daten!L4894","v":0},{"$f":"Daten!M4894","v":0},null,null,0,0,0,0,0,{"$f":"IF(L4881>0,I4881+L4881*Wirkungsgrad,I4881+L4881)","v":0}]
[null,4869,203,7,{"$f":"Daten!L4898","v":0},{"$f":"Daten!M4898","v":0},null,null,0,0,0,0,0,0]
[null,4872,203,7,{"$f":"Daten!L4901","v":0},{"$f":"Daten!M4901","v":0},null,null,0,0,0,0,0,0]
[null,4876,204,7,{"$f":"Daten!L4905","v":0},{"$f":"Daten!M4905","v":0},null,null,0,0,0,0,0,0]
[null,4880,204,7,{"$f":"Daten!L4909","v":0},{"$f":"Daten!M4909","v":0},null,null,0,0,0,0,0,0]
[null,4883,204,7,{"$f":"Daten!L4912","v":0},{"$f":"Daten!M4912","v":0},null,null,0,0,0,0,0,0]
[null,4886,204,7,{"$f":"Daten!L4915","v":0},{"$f":"Daten!M4915","v":0},null,null,0,0,0,0,0,0]
[null,4887,204,7,{"$f":"Daten!L4916","v":0},{"$f":"Daten!M4916","v":0},null,null,0,0,0,0,0,0]
[null,4890,204,7,{"$f":"Daten!L4919","v":0},{"$f":"Daten!M4919","v":0},null,null,0,0,0,0,0,0]
[null,4893,204,7,{"$f":"Daten!L4922","v":0},{"$f":"Daten!M4922","v":0},null,null,0,0,0,0,0,0]
[null,4898,205,7,{"$f":"Daten!L4927","v":0},{"$f":"Daten!M4927","v":0},null,null,0,0,0,0,0,0]
[null,4901,205,7,{"$f":"Daten!L4930","v":0},{"$f":"Daten!M4930","v":0},null,null,0,0,0,0,0,0]
[null,4905,205,7,{"$f":"Daten!L4934","v":0},{"$f":"Daten!M4934","v":0},null,null,0,0,0,0,0,0]
[null,4908,205,7,{"$f":"Daten!L4937","v":0},{"$f":"Daten!M4937","v":0},null,null,0,0,0,0,0,0]
[null,4911,205,7,{"$f":"Daten!L4940","v":0},{"$f":"Daten!M4940","v":0},null,null,0,0,0,0,0,0]
[null,4912,205,7,{"$f":"Daten!L4941","v":0},{"$f":"Daten!M4941","v":0},null,null,0,0,0,0,0,0]
[null,4918,205,7,{"$f":"Daten!L4947","v":0},{"$f":"Daten!M4947","v":0},null,null,0,0,0,0,0,0]
[null,4920,205,7,{"$f":"Daten!L4949","v":0},{"$f":"Daten!M4949","v":0},null,null,0,0,0,0,0,0]
[null,4923,206,7,{"$f":"Daten!L4952","v":0},{"$f":"Daten!M4952","v":0},null,null,0,0,0,0,0,0]
[null,4926,206,7,{"$f":"Daten!L4955","v":0},{"$f":"Daten!M4955","v":0},null,null,0,0,0,0,0,0]
[null,4930,{"$f":"CEILING(B4946/24,1)","v":206},{"$f":"MONTH(C4946)","v":7},{"$f":"Daten!L4959","v":0},{"$f":"Daten!M4959","v":0},null,null,0,{"$f":"MIN(E4946,F4946+I4946)","v":0},{"$f":"E4946-J4946","v":0},{"$f":"MIN((F4946-J4946),0-I4946)","v":0},{"$f":"F4946-(J4946+L4946)","v":0},0]
[null,4933,206,7,{"$f":"Daten!L4962","v":0},{"$f":"Daten!M4962","v":0},null,null,0,0,0,0,0,0]
[null,4934,206,7,{"$f":"Daten!L4963","v":0},{"$f":"Daten!M4963","v":0},null,null,0,0,0,0,0,0]
[null,4937,206,7,{"$f":"Daten!L4966","v":0},{"$f":"Daten!M4966","v":0},null,null,0,0,0,0,0,0]
[null,4943,206,7,{"$f":"Daten!L4972","v":0},{"$f":"Daten!M4972","v":0},null,null,0,0,0,0,0,0]
[null,4945,207,7,{"$f":"Daten!L4974","v":0},{"$f":"Daten!M4974","v":0},null,null,0,0,0,0,0,0]
[null,4948,207,7,{"$f":"Daten!L4977","v":0},{"$f":"Daten!M4977","v":0},null,null,0,0,0,0,0,0]
[null,4951,207,7,{"$f":"Daten!L4980","v":0},{"$f":"Daten!M4980","v":0},null,null,0,0,0,0,0,0]
[null,4955,207,7,{"$f":"Daten!L4984","v":0},{"$f":"Daten!M4984","v":0},null,null,0,0,0,0,0,0]
[null,4958,207,7,{"$f":"Daten!L4987","v":0},{"$f":"Daten!M4987","v":0},null,null,0,0,0,0,0,0]
[null,4959,207,7,{"$f":"Daten!L4988","v":0},{"$f":"Daten!M4988","v":0},null,null,0,0,0,0,0,0]
[null,4964,207,7,{"$f":"Daten!L4993","v":0},{"$f":"Daten!M4993","v":0},null,null,0,0,0,0,0,0]
[null,4966,207,7,{"$f":"Daten!L4995","v":0},{"$f":"Daten!M4995","v":0},null,null,0,0,0,0,0,0]
[null,4970,208,7,{"$f":"Daten!L4999","v":0},{"$f":"Daten!M4999","v":0},null,null,0,0,0,0,0,0]
[null,4973,208,7,{"$f":"Daten!L5002","v":0},{"$f":"Daten!M5002","v":0},null,null,0,0,0,0,0,0]
[null,4977,208,7,{"$f":"Daten!L5006","v":0},{"$f":"Daten!M5006","v":0},null,null,0,0,0,0,0,0]
[null,4980,208,7,{"$f":"Daten!L5009","v":0},{"$f":"Daten!M5009","v":0},null,null,0,0,0,0,0,0]
[null,4983,208,7,{"$f":"Daten!L5012","v":0},{"$f":"Daten!M5012","v":0},null,null,0,0,0,0,0,0]
[null,4985,208,7,{"$f":"Daten!L5014","v":0},{"$f":"Daten!M5014","v":0},null,null,0,0,0,0,0,0]
[null,4988,208,7,{"$f":"Daten!L5017","v":0},{"$f":"Daten!M5017","v":0},null,null,0,0,0,0,0,0]
[null,4991,208,7,{"$f":"Daten!L5020","v":0},{"$f":"Daten!M5020","v":0},null,null,0,0,0,0,0,0]
[null,4995,209,7,{"$f":"Daten!L5024","v":0},{"$f":"Daten!M5024","v":0},null,null,{"$f":"N5010","v":0},0,0,0,0,0]
[null,4998,209,7,{"$f":"Daten!L5027","v":0},{"$f":"Daten!M5027","v":0},null,null,0,0,0,0,0,0]
[null,5002,209,7,{"$f":"Daten!L5031","v":0},{"$f":"Daten!M5031","v":0},null,null,0,0,0,0,0,0]
[null,5005,209,7,{"$f":"Daten!L5034","v":0},{"$f":"Daten!M5034","v":0},null,null,0,0,0,0,0,0]
[null,5006,209,7,{"$f":"Daten!L5035","v":0},{"$f":"Daten!M5035","v":0},null,null,0,0,0,0,0,0]
[null,5010,209,7,{"$f":"Daten!L5039","v":0},{"$f":"Daten!M5039","v":0},null,null,0,0,0,0,0,0]
[null,5013,209,7,{"$f":"Daten!L5042","v":0},{"$f":"Daten!M5042","v":0},null,null,0,0,0,0,0,0]
[null,5016,209,7,{"$f":"Daten!L5045","v":0},{"$f":"Daten!M5045","v":0},null,null,0,0,0,0,0,0]
[null,5020,210,7,{"$f":"Daten!L5049","v":0},{"$f":"Daten!M5049","v":0},null,null,0,0,0,0,0,0]
[null,5023,210,7,{"$f":"Daten!L5052","v":0},{"$f":"Daten!M5052","v":0},null,null,0,0,0,0,0,0]
[null,5027,210,7,{"$f":"Daten!L5056","v":0},{"$f":"Daten!M5056","v":0},null,null,0,0,0,0,0,0]
[null,5030,210,7,{"$f":"Daten!L5059","v":0},{"$f":"Daten!M5059","v":0},null,null,0,0,0,0,0,0]
[null,5031,210,7,{"$f":"Daten!L5060","v":0},{"$f":"Daten!M5060","v":0},null,null,0,0,0,0,0,0]
[null,5035,210,7,{"$f":"Daten!L5064","v":0},{"$f":"Daten!M5064","v":0},null,null,0,0,0,0,0,0]
[null,5038,210,7,{"$f":"Daten!L5067","v":0},{"$f":"Daten!M5067","v":0},null,null,0,0,0,0,0,0]
[null,5042,211,7,{"$f":"Daten!L5071","v":0},{"$f":"Daten!M5071","v":0},null,null,0,0,0,0,0,0]
[null,5045,211,7,{"$f":"Daten!L5074","v":0},{"$f":"Daten!M5074","v":0},null,null,0,0,0,0,0,0]
[null,5048,211,7,{"$f":"Daten!L5077","v":0},{"$f":"Daten!M5077","v":0},null,null,0,0,0,0,0,0]
[null,5052,211,7,{"$f":"Daten!L5081","v":0},{"$f":"Daten!M5081","v":0},null,null,0,0,0,0,0,0]
[null,5056,211,7,{"$f":"Daten!L5085","v":0},{"$f":"Daten!M5085","v":0},null,null,0,0,0,0,0,0]
[null,5059,211,7,{"$f":"Daten!L5088","v":0},{"$f":"Daten!M5088","v":0},null,null,{"$f":"N5074","v":0},0,0,0,0,0]
[null,5060,211,7,{"$f":"Daten!L5089","v":0},{"$f":"Daten!M5089","v":0},null,null,0,0,0,0,0,0]
[null,5063,211,7,{"$f":"Daten!L5092","v":0},{"$f":"Daten!M5092","v":0},null,null,0,0,0,0,0,0]
[null,5067,212,7,{"$f":"Daten!L5096","v":0},{"$f":"Daten!M5096","v":0},null,null,0,0,0,0,0,0]
[null,5070,212,7,{"$f":"Daten!L5099","v":0},{"$f":"Daten!M5099","v":0},null,null,0,0,0,0,0,0]
[null,5073,212,7,{"$f":"Daten!L5102","v":0},{"$f":"Daten!M5102","v":0},null,null,0,0,0,0,0,0]
[null,5077,212,7,{"$f":"Daten!L5106","v":0},{"$f":"Daten!M5106","v":0},null,null,0,0,0,0,0,0]
[null,5081,212,7,{"$f":"Daten!L5110","v":0},{"$f":"Daten!M5110","v":0},null,null,0,0,0,0,0,0]
[null,5082,212,7,{"$f":"Daten!L5111","v":0},{"$f":"Daten!M5111","v":0},null,null,0,0,0,0,0,0]
[null,5085,212,7,{"$f":"Daten!L5114","v":0},{"$f":"Daten!M5114","v":0},null,null,0,0,0,0,0,0]
[null,5088,212,7,{"$f":"Daten!L5117","v":0},{"$f":"Daten!M5117","v":0},null,null,0,0,0,0,0,0]
[null,5092,213,7,{"$f":"Daten!L5121","v":0},{"$f":"Daten!M5121","v":0},null,null,0,0,0,0,0,0]
[null,5095,213,7,{"$f":"Daten!L5124","v":0},{"$f":"Daten!M5124","v":0},null,null,0,0,0,0,0,0]
[null,5098,213,7,{"$f":"Daten!L5127","v":0},{"$f":"Daten!M5127","v":0},null,null,0,0,0,0,0,0]
[null,5103,213,7,{"$f":"Daten!L5132","v":0},{"$f":"Daten!M5132","v":0},null,null,0,0,0,0,0,0]
[null,5106,213,7,{"$f":"Daten!L5135","v":0},{"$f":"Daten!M5135","v":0},null,null,0,0,0,0,0,0]
[null,5107,213,7,{"$f":"Daten!L5136","v":0},{"$f":"Daten!M5136","v":0},null,null,0,0,0,0,0,0]
[null,5110,213,7,{"$f":"Daten!L5139","v":0},{"$f":"Daten!M5139","v":0},null,null,0,0,0,0,0,0]
[null,5113,214,8,{"$f":"Daten!L5142","v":0},{"$f":"Daten!M5142","v":0},null,null,0,0,0,0,0,0]
[null,5117,214,8,{"$f":"Daten!L5146","v":0},{"$f":"Daten!M5146","v":0},null,null,0,0,0,0,0,0]
[null,5119,214,8,{"$f":"Daten!L5148","v":0},{"$f":"Daten!M5148","v":0},null,null,0,0,0,0,0,0]
[null,5124,214,8,{"$f":"Daten!L5153","v":0},{"$f":"Daten!M5153","v":0},null,null,0,0,0,0,0,0]
[null,5128,214,8,{"$f":"Daten!L5157","v":0},{"$f":"Daten!M5157","v":0},null,null,0,0,0,0,0,0]
[null,5131,214,8,{"$f":"Daten!L5160","v":0},{"$f":"Daten!M5160","v":0},null,null,0,0,0,0,0,0]
[null,5132,214,8,{"$f":"Daten!L5161","v":0},{"$f":"Daten!M5161","v":0},null,null,0,0,0,0,0,0]
[null,5135,214,8,{"$f":"Daten!L5164","v":0},{"$f":"Daten!M5164","v":0},null,null,0,0,0,0,0,0]
[null,5138,215,8,{"$f":"Daten!L5167","v":0},{"$f":"Daten!M5167","v":0},null,null,0,0,0,0,0,0]
[null,5142,215,8,{"$f":"Daten!L5171","v":0},{"$f":"Daten!M5171","v":0},null,null,0,0,0,0,0,0]
[null,5144,215,8,{"$f":"Daten!L5173","v":0},{"$f":"Daten!M5173","v":0},null,null,0,0,0,0,0,0]
[null,5150,215,8,{"$f":"Daten!L5179","v":0},{"$f":"Daten!M5179","v":0},null,null,0,0,0,0,0,0]
[null,5153,215,8,{"$f":"Daten!L5182","v":0},{"$f":"Daten!M5182","v":0},null,null,0,0,0,0,0,0]
[null,5156,215,8,{"$f":"Daten!L5185","v":0},{"$f":"Daten!M5185","v":0},null,null,0,0,0,0,0,0]
[null,5157,215,8,{"$f":"Daten!L5186","v":0},{"$f":"Daten!M5186","v":0},null,null,0,0,0,0,0,0]
[null,5160,215,8,{"$f":"Daten!L5189","v":0},{"$f":"Daten!M5189","v":0},null,null,0,0,0,0,0,0]
[null,5163,216,8,{"$f":"Daten!L5192","v":0},{"$f":"Daten!M5192","v":0},null,null,0,0,0,0,0,0]
[null,5169,216,8,{"$f":"Daten!L5198","v":0},{"$f":"Daten!M5198","v":0},null,null,0,0,0,0,0,0]
[null,5171,216,8,{"$f":"Daten!L5200","v":0},{"$f":"Daten!M5200","v":0},null,null,0,0,0,0,0,0]
[null,5175,216,8,{"$f":"Daten!L5204","v":0},{"$f":"Daten!M5204","v":0},null,null,0,0,0,0,0,0]
[null,5178,216,8,{"$f":"Daten!L5207","v":0},{"$f":"Daten!M5207","v":0},null,null,0,0,0,0,0,0]
[null,5181,216,8,{"$f":"Daten!L5210","v":0},{"$f":"Daten!M5210","v":0},null,null,0,0,0,0,0,0]
[null,5182,216,8,{"$f":"Daten!L5211","v":0},{"$f":"Daten!M5211","v":0},null,null,0,0,0,0,0,0]
[null,5185,217,8,{"$f":"Daten!L5214","v":0},{"$f":"Daten!M5214","v":0},null,null,0,0,0,0,0,{"$f":"IF(L5201>0,I5201+L5201*Wirkungsgrad,I5201+L5201)","v":0}]
[null,5190,217,8,{"$f":"Daten!L5219","v":0},{"$f":"Daten!M5219","v":0},null,null,0,0,0,0,0,0]
[null,5193,217,8,{"$f":"Daten!L5222","v":0},{"$f":"Daten!M5222","v":0},null,null,0,0,0,0,0,0]
[null,5196,217,8,{"$f":"Daten!L5225","v":0},{"$f":"Daten!M5225","v":0},null,null,0,0,0,0,0,0]
[null,5200,217,8,{"$f":"Daten!L5229","v":0},{"$f":"Daten!M5229","v":0},null,null,0,0,0,0,0,0]
[null,5203,217,8,{"$f":"Daten!L5232","v":0},{"$f":"Daten!M5232","v":0},null,null,0,0,0,0,0,0]
[null,5206,217,8,{"$f":"Daten!L5235","v":0},{"$f":"Daten!M5235","v":0},null,null,0,0,0,0,0,0]
[null,5207,217,8,{"$f":"Daten!L5236","v":0},{"$f":"Daten!M5236","v":0},null,null,0,0,0,0,0,0]
[null,5211,218,8,{"$f":"Daten!L5240","v":0},{"$f":"Daten!M5240","v":0},null,null,0,0,0,0,0,0]
[null,5215,218,8,{"$f":"Daten!L5244","v":0},{"$f":"Daten!M5244","v":0},null,null,0,0,0,0,0,0]
[null,5218,218,8,{"$f":"Daten!L5247","v":0},{"$f":"Daten!M5247","v":0},null,null,0,0,0,0,0,0]
[null,5221,218,8,{"$f":"Daten!L5250","v":0},{"$f":"Daten!M5250","v":0},null,null,0,0,0,0,0,0]
[null,5225,218,8,{"$f":"Daten!L5254","v":0},{"$f":"Daten!M5254","v":0},null,null,0,0,0,0,0,0]
[null,5228,218,8,{"$f":"Daten!L5257","v":0},{"$f":"Daten!M5257","v":0},null,null,0,0,0,0,0,0]
[null,5231,218,8,{"$f":"Daten!L5260","v":0},{"$f":"Daten!M5260","v":0},null,null,0,0,0,0,0,0]
[null,5232,218,8,{"$f":"Daten!L5261","v":0},{"$f":"Daten!M5261","v":0},null,null,0,0,0,0,0,0]
[null,5236,219,8,{"$f":"Daten!L5265","v":0},{"$f":"Daten!M5265","v":0},null,null,0,0,0,0,0,0]
[null,5240,219,8,{"$f":"Daten!L5269","v":0},{"$f":"Daten!M5269","v":0},null,null,0,0,0,0,0,0]
[null,5243,219,8,{"$f":"Daten!L5272","v":0},{"$f":"Daten!M5272","v":0},null,null,0,0,0,0,0,0]
[null,5246,219,8,{"$f":"Daten!L5275","v":0},{"$f":"Daten!M5275","v":0},null,null,0,0,0,0,0,0]
[null,5250,{"$f":"CEILING(B5266/24,1)","v":219},{"$f":"MONTH(C5266)","v":8},{"$f":"Daten!L5279","v":0},{"$f":"Daten!M5279","v":0},null,null,0,{"$f":"MIN(E5266,F5266+I5266)","v":0},{"$f":"E5266-J5266","v":0},{"$f":"MIN((F5266-J5266),0-I5266)","v":0},{"$f":"F5266-(J5266+L5266)","v":0},0]
[null,5253,219,8,{"$f":"Daten!L5282","v":0},{"$f":"Daten!M5282","v":0},null,null,0,0,0,0,0,0]
[null,5254,219,8,{"$f":"Daten!L5283","v":0},{"$f":"Daten!M5283","v":0},null,null,0,0,0,0,0,0]
[null,5257,220,8,{"$f":"Daten!L5286","v":0},{"$f":"Daten!M5286","v":0},null,null,0,0,0,0,0,0]
[null,5261,220,8,{"$f":"Daten!L5290","v":0},{"$f":"Daten!M5290","v":0},null,null,0,0,0,0,0,0]
[null,5265,220,8,{"$f":"Daten!L5294","v":0},{"$f":"Daten!M5294","v":0},null,null,0,0,0,0,0,0]
[null,5268,220,8,{"$f":"Daten!L5297","v":0},{"$f":"Daten!M5297","v":0},null,null,0,0,0,0,0,0]
[null,5271,220,8,{"$f":"Daten!L5300","v":0},{"$f":"Daten!M5300","v":0},null,null,0,0,0,0,0,0]
[null,5275,220,8,{"$f":"Daten!L5304","v":0},{"$f":"Daten!M5304","v":0},null,null,0,0,0,0,0,0]
[null,5278,220,8,{"$f":"Daten!L5307","v":0},{"$f":"Daten!M5307","v":0},null,null,0,0,0,0,0,0]
[null,5282,221,8,{"$f":"Daten!L5311","v":0},{"$f":"Daten!M5311","v":0},null,null,0,0,0,0,0,0]
[null,5283,221,8,{"$f":"Daten!L5312","v":0},{"$f":"Daten!M5312","v":0},null,null,0,0,0,0,0,0]
[null,5286,221,8,{"$f":"Daten!L5315","v":0},{"$f":"Daten!M5315","v":0},null,null,0,0,0,0,0,0]
[null,5290,221,8,{"$f":"Daten!L5319","v":0},{"$f":"Daten!M5319","v":0},null,null,0,0,0,0,0,0]
[null,5293,221,8,{"$f":"Daten!L5322","v":0},{"$f":"Daten!M5322","v":0},null,null,0,0,0,0,0,0]
[null,5296,221,8,{"$f":"Daten!L5325","v":0},{"$f":"Daten!M5325","v":0},null,null,0,0,0,0,0,0]
[null,5300,221,8,{"$f":"Daten!L5329","v":0},{"$f":"Daten!M5329","v":0},null,null,0,0,0,0,0,0]
[null,5303,221,8,{"$f":"Daten!L5332","v":0},{"$f":"Daten!M5332","v":0},null,null,0,0,0,0,0,0]
[null,5305,222,8,{"$f":"Daten!L5334","v":0},{"$f":"Daten!M5334","v":0},null,null,0,0,0,0,0,0]
[null,5308,222,8,{"$f":"Daten!L5337","v":0},{"$f":"Daten!M5337","v":0},null,null,0,0,0,0,0,0]
[null,5311,222,8,{"$f":"Daten!L5340","v":0},{"$f":"Daten!M5340","v":0},null,null,0,0,0,0,0,0]
[null,5315,222,8,{"$f":"Daten!L5344","v":0},{"$f":"Daten!M5344","v":0},null,null,{"$f":"N5330","v":0},0,0,0,0,0]
[null,5318,222,8,{"$f":"Daten!L5347","v":0},{"$f":"Daten!M5347","v":0},null,null,0,0,0,0,0,0]
[null,5322,222,8,{"$f":"Daten!L5351","v":0},{"$f":"Daten!M5351","v":0},null,null,0,0,0,0,0,0]
[null,5325,222,8,{"$f":"Daten!L5354","v":0},{"$f":"Daten!M5354","v":0},null,null,0,0,0,0,0,0]
[null,5328,222,8,{"$f":"Daten!L5357","v":0},{"$f":"Daten!M5357","v":0},null,null,0,0,0,0,0,0]
[null,5330,223,8,{"$f":"Daten!L5359","v":0},{"$f":"Daten!M5359","v":0},null,null,0,0,0,0,0,0]
[null,5333,223,8,{"$f":"Daten!L5362","v":0},{"$f":"Daten!M5362","v":0},null,null,0,0,0,0,0,0]
[null,5336,223,8,{"$f":"Daten!L5365","v":0},{"$f":"Daten!M5365","v":0},null,null,0,0,0,0,0,0]
[null,5340,223,8,{"$f":"Daten!L5369","v":0},{"$f":"Daten!M5369","v":0},null,null,0,0,0,0,0,0]
[null,5343,223,8,{"$f":"Daten!L5372","v":0},{"$f":"Daten!M5372","v":0},null,null,0,0,0,0,0,0]
[null,5347,223,8,{"$f":"Daten!L5376","v":0},{"$f":"Daten!M5376","v":0},null,null,0,0,0,0,0,0]
[null,5349,223,8,{"$f":"Daten!L5378","v":0},{"$f":"Daten!M5378","v":0},null,null,0,0,0,0,0,0]
[null,5354,224,8,{"$f":"Daten!L5383","v":0},{"$f":"Daten!M5383","v":0},null,null,0,0,0,0,0,0]
[null,5355,224,8,{"$f":"Daten!L5384","v":0},{"$f":"Daten!M5384","v":0},null,null,0,0,0,0,0,0]
[null,5358,224,8,{"$f":"Daten!L5387","v":0},{"$f":"Daten!M5387","v":0},null,null,0,0,0,0,0,0]
[null,5361,224,8,{"$f":"Daten!L5390","v":0},{"$f":"Daten!M5390","v":0},null,null,0,0,0,0,0,0]
[null,5365,224,8,{"$f":"Daten!L5394","v":0},{"$f":"Daten!M5394","v":0},null,null,0,0,0,0,0,0]
[null,5368,224,8,{"$f":"Daten!L5397","v":0},{"$f":"Daten!M5397","v":0},null,null,0,0,0,0,0,0]
[null,5370,224,8,{"$f":"Daten!L5399","v":0},{"$f":"Daten!M5399","v":0},null,null,0,0,0,0,0,0]
[null,5376,224,8,{"$f":"Daten!L5405","v":0},{"$f":"Daten!M5405","v":0},null,null,0,0,0,0,0,0]
[null,5379,225,8,{"$f":"Daten!L5408","v":0},{"$f":"Daten!M5408","v":0},null,null,{"$f":"N5394","v":0},0,0,0,0,0]
[null,5380,225,8,{"$f":"Daten!L5409","v":0},{"$f":"Daten!M5409","v":0},null,null,0,0,0,0,0,0]
[null,5383,225,8,{"$f":"Daten!L5412","v":0},{"$f":"Daten!M5412","v":0},null,null,0,0,0,0,0,0]
[null,5387,225,8,{"$f":"Daten!L5416","v":0},{"$f":"Daten!M5416","v":0},null,null,0,0,0,0,0,0]
[null,5390,225,8,{"$f":"Daten!L5419","v":0},{"$f":"Daten!M5419","v":0},null,null,0,0,0,0,0,0]
[null,5395,225,8,{"$f":"Daten!L5424","v":0},{"$f":"Daten!M5424","v":0},null,null,0,0,0,0,0,0]
[null,5398,225,8,{"$f":"Daten!L5427","v":0},{"$f":"Daten!M5427","v":0},null,null,0,0,0,0,0,0]
[null,5401,226,8,{"$f":"Daten!L5430","v":0},{"$f":"Daten!M5430","v":0},null,null,0,0,0,0,0,0]
[null,5404,226,8,{"$f":"Daten!L5433","v":0},{"$f":"Daten!M5433","v":0},null,null,0,0,0,0,0,0]
[null,5405,226,8,{"$f":"Daten!L5434","v":0},{"$f":"Daten!M5434","v":0},null,null,0,0,0,0,0,0]
[null,5408,226,8,{"$f":"Daten!L5437","v":0},{"$f":"Daten!M5437","v":0},null,null,0,0,0,0,0,0]
[null,5412,226,8,{"$f":"Daten!L5441","v":0},{"$f":"Daten!M5441","v":0},null,null,0,0,0,0,0,0]
[null,5415,226,8,{"$f":"Daten!L5444","v":0},{"$f":"Daten!M5444","v":0},null,null,0,0,0,0,0,0]
[null,5420,226,8,{"$f":"Daten!L5449","v":0},{"$f":"Daten!M5449","v":0},null,null,0,0,0,0,0,0]
[null,5423,226,8,{"$f":"Daten!L5452","v":0},{"$f":"Daten!M5452","v":0},null,null,0,0,0,0,0,0]
[null,5426,227,8,{"$f":"Daten!L5455","v":0},{"$f":"Daten!M5455","v":0},null,null,0,0,0,0,0,0]
[null,5427,227,8,{"$f":"Daten!L5456","v":0},{"$f":"Daten!M5456","v":0},null,null,0,0,0,0,0,0]
[null,5430,227,8,{"$f":"Daten!L5459","v":0},{"$f":"Daten!M5459","v":0},null,null,0,0,0,0,0,0]
[null,5433,227,8,{"$f":"Daten!L5462","v":0},{"$f":"Daten!M5462","v":0},null,null,0,0,0,0,0,0]
[null,5437,227,8,{"$f":"Daten!L5466","v":0},{"$f":"Daten!M5466","v":0},null,null,0,0,0,0,0,0]
[null,5441,227,8,{"$f":"Daten!L5470","v":0},{"$f":"Daten!M5470","v":0},null,null,0,0,0,0,0,{"$f":"IF(L5457>0,I5457+L5457*Wirkungsgrad,I5457+L5457)","v":0}]
[null,5444,227,8,{"$f":"Daten!L5473","v":0},{"$f":"Daten!M5473","v":0},null,null,0,0,0,0,0,0]
[null,5448,227,8,{"$f":"Daten!L5477","v":0},{"$f":"Daten!M5477","v":0},null,null,0,0,0,0,0,0]
[null,5451,228,8,{"$f":"Daten!L5480","v":0},{"$f":"Daten!M5480","v":0},null,null,0,0,0,0,0,0]
[null,5452,228,8,{"$f":"Daten!L5481","v":0},{"$f":"Daten!M5481","v":0},null,null,0,0,0,0,0,0]
[null,5455,228,8,{"$f":"Daten!L5484","v":0},{"$f":"Daten!M5484","v":0},null,null,0,0,0,0,0,0]
[null,5458,228,8,{"$f":"Daten!L5487","v":0},{"$f":"Daten!M5487","v":0},null,null,0,0,0,0,0,0]
[null,5462,228,8,{"$f":"Daten!L5491","v":0},{"$f":"Daten!M5491","v":0},null,null,0,0,0,0,0,0]
[null,5466,228,8,{"$f":"Daten!L5495","v":0},{"$f":"Daten!M5495","v":0},null,null,0,0,0,0,0,0]
[null,5469,228,8,{"$f":"Daten!L5498","v":0},{"$f":"Daten!M5498","v":0},null,null,0,0,0,0,0,0]
[null,5473,229,8,{"$f":"Daten!L5502","v":0},{"$f":"Daten!M5502","v":0},null,null,0,0,0,0,0,0]
[null,5476,229,8,{"$f":"Daten!L5505","v":0},{"$f":"Daten!M5505","v":0},null,null,0,0,0,0,0,0]
[null,5477,229,8,{"$f":"Daten!L5506","v":0},{"$f":"Daten!M5506","v":0},null,null,0,0,0,0,0,0]
[null,5480,229,8,{"$f":"Daten!L5509","v":0},{"$f":"Daten!M5509","v":0},null,null,0,0,0,0,0,0]
[null,5483,229,8,{"$f":"Daten!L5512","v":0},{"$f":"Daten!M5512","v":0},null,null,0,0,0,0,0,0]
[null,5488,229,8,{"$f":"Daten!L5517","v":0},{"$f":"Daten!M5517","v":0},null,null,0,0,0,0,0,0]
[null,5491,229,8,{"$f":"Daten!L5520","v":0},{"$f":"Daten!M5520","v":0},null,null,0,0,0,0,0,0]
[null,5495,229,8,{"$f":"Daten!L5524","v":0},{"$f":"Daten!M5524","v":0},null,null,0,0,0,0,0,0]
[null,5498,230,8,{"$f":"Daten!L5527","v":0},{"$f":"Daten!M5527","v":0},null,null,0,0,0,0,0,0]
[null,5501,230,8,{"$f":"Daten!L5530","v":0},{"$f":"Daten!M5530","v":0},null,null,0,0,0,0,0,0]
[null,5502,230,8,{"$f":"Daten!L5531","v":0},{"$f":"Daten!M5531","v":0},null,null,0,0,0,0,0,0]
[null,5505,230,8,{"$f":"Daten!L5534","v":0},{"$f":"Daten!M5534","v":0},null,null,0,0,0,0,0,{"$f":"IF(L5521>0,I5521+L5521*Wirkungsgrad,I5521+L5521)","v":0}]
[null,5508,230,8,{"$f":"Daten!L5537","v":0},{"$f":"Daten!M5537","v":0},null,null,0,0,0,0,0,0]
[null,5513,230,8,{"$f":"Daten!L5542","v":0},{"$f":"Daten!M5542","v":0},null,null,0,0,0,0,0,0]
[null,5516,230,8,{"$f":"Daten!L5545","v":0},{"$f":"Daten!M5545","v":0},null,null,0,0,0,0,0,0]
[null,5520,230,8,{"$f":"Daten!L5549","v":0},{"$f":"Daten!M5549","v":0},null,null,0,0,0,0,0,0]
[null,5523,231,8,{"$f":"Daten!L5552","v":0},{"$f":"Daten!M5552","v":0},null,null,0,0,0,0,0,0]
[null,5526,231,8,{"$f":"Daten!L5555","v":0},{"$f":"Daten!M5555","v":0},null,null,0,0,0,0,0,0]
[null,5527,231,8,{"$f":"Daten!L5556","v":0},{"$f":"Daten!M5556","v":0},null,null,0,0,0,0,0,0]
[null,5533,231,8,{"$f":"Daten!L5562","v":0},{"$f":"Daten!M5562","v":0},null,null,0,0,0,0,0,0]
[null,5535,231,8,{"$f":"Daten!L5564","v":0},{"$f":"Daten!M5564","v":0},null,null,0,0,0,0,0,0]
[null,5538,231,8,{"$f":"Daten!L5567","v":0},{"$f":"Daten!M5567","v":0},null,null,0,0,0,0,0,0]
[null,5541,231,8,{"$f":"Daten!L5570","v":0},{"$f":"Daten!M5570","v":0},null,null,0,0,0,0,0,0]
[null,5545,232,8,{"$f":"Daten!L5574","v":0},{"$f":"Daten!M5574","v":0},null,null,0,0,0,0,0,0]
[null,5548,232,8,{"$f":"Daten!L5577","v":0},{"$f":"Daten!M5577","v":0},null,null,0,0,0,0,0,0]
[null,5551,232,8,{"$f":"Daten!L5580","v":0},{"$f":"Daten!M5580","v":0},null,null,0,0,0,0,0,0]
[null,5554,232,8,{"$f":"Daten!L5583","v":0},{"$f":"Daten!M5583","v":0},null,null,0,0,0,0,0,0]
[null,5556,232,8,{"$f":"Daten!L5585","v":0},{"$f":"Daten!M5585","v":0},null,null,0,0,0,0,0,0]
[null,5560,232,8,{"$f":"Daten!L5589","v":0},{"$f":"Daten!M5589","v":0},null,null,0,0,0,0,0,0]
[null,5563,232,8,{"$f":"Daten!L5592","v":0},{"$f":"Daten!M5592","v":0},null,null,0,0,0,0,0,0]
[null,5566,232,8,{"$f":"Daten!L5595","v":0},{"$f":"Daten!M5595","v":0},null,null,0,0,0,0,0,0]
[null,5570,{"$f":"CEILING(B5586/24,1)","v":233},{"$f":"MONTH(C5586)","v":8},{"$f":"Daten!L5599","v":0},{"$f":"Daten!M5599","v":0},null,null,0,{"$f":"MIN(E5586,F5586+I5586)","v":0},{"$f":"E5586-J5586","v":0},{"$f":"MIN((F5586-J5586),0-I5586)","v":0},{"$f":"F5586-(J5586+L5586)","v":0},0]
[null,5573,233,8,{"$f":"Daten!L5602","v":0},{"$f":"Daten!M5602","v":0},null,null,0,0,0,0,0,0]
[null,5575,233,8,{"$f":"Daten!L5604","v":0},{"$f":"Daten!M5604","v":0},null,null,0,0,0,0,0,0]
[null,5578,233,8,{"$f":"Daten!L5607","v":0},{"$f":"Daten!M5607","v":0},null,null,0,0,0,0,0,0]
[null,5581,233,8,{"$f":"Daten!L5610","v":0},{"$f":"Daten!M5610","v":0},null,null,0,0,0,0,0,0]
[null,5585,233,8,{"$f":"Daten!L5614","v":0},{"$f":"Daten!M5614","v":0},null,null,0,0,0,0,0,0]
[null,5588,233,8,{"$f":"Daten!L5617","v":0},{"$f":"Daten!M5617","v":0},null,null,0,0,0,0,0,0]
[null,5591,233,8,{"$f":"Daten!L5620","v":0},{"$f":"Daten!M5620","v":0},null,null,0,0,0,0,0,0]
[null,5595,234,8,{"$f":"Daten!L5624","v":0},{"$f":"Daten!M5624","v":0},null,null,0,0,0,0,0,0]
[null,5598,234,8,{"$f":"Daten!L5627","v":0},{"$f":"Daten!M5627","v":0},null,null,0,0,0,0,0,0]
[null,5600,234,8,{"$f":"Daten!L5629","v":0},{"$f":"Daten!M5629","v":0},null,null,0,0,0,0,0,0]
[null,5603,234,8,{"$f":"Daten!L5632","v":0},{"$f":"Daten!M5632","v":0},null,null,0,0,0,0,0,0]
[null,5606,234,8,{"$f":"Daten!L5635","v":0},{"$f":"Daten!M5635","v":0},null,null,0,0,0,0,0,0]
[null,5610,234,8,{"$f":"Daten!L5639","v":0},{"$f":"Daten!M5639","v":0},null,null,0,0,0,0,0,0]
[null,5613,234,8,{"$f":"Daten!L5642","v":0},{"$f":"Daten!M5642","v":0},null,null,0,0,0,0,0,0]
[null,5616,234,8,{"$f":"Daten!L5645","v":0},{"$f":"Daten!M5645","v":0},null,null,0,0,0,0,0,0]
[null,5620,235,8,{"$f":"Daten!L5649","v":0},{"$f":"Daten!M5649","v":0},null,null,0,0,0,0,0,0]
[null,5621,235,8,{"$f":"Daten!L5650","v":0},{"$f":"Daten!M5650","v":0},null,null,0,0,0,0,0,0]
[null,5625,235,8,{"$f":"Daten!L5654","v":0},{"$f":"Daten!M5654","v":0},null,null,0,0,0,0,0,0]
[null,5628,235,8,{"$f":"Daten!L5657","v":0},{"$f":"Daten!M5657","v":0},null,null,0,0,0,0,0,0]
[null,5631,235,8,{"$f":"Daten!L5660","v":0},{"$f":"Daten!M5660","v":0},null,null,0,0,0,0,0,0]
[null,5635,235,8,{"$f":"Daten!L5664","v":0},{"$f":"Daten!M5664","v":0},null,null,{"$f":"N5650","v":0},0,0,0,0,0]
[null,5638,235,8,{"$f":"Daten!L5667","v":0},{"$f":"Daten!M5667","v":0},null,null,0,0,0,0,0,0]
[null,5641,236,8,{"$f":"Daten!L5670","v":0},{"$f":"Daten!M5670","v":0},null,null,0,0,0,0,0,0]
[null,5646,236,8,{"$f":"Daten!L5675","v":0},{"$f":"Daten!M5675","v":0},null,null,0,0,0,0,0,0]
[null,5649,236,8,{"$f":"Daten!L5678","v":0},{"$f":"Daten!M5678","v":0},null,null,0,0,0,0,0,0]
[null,5650,236,8,{"$f":"Daten!L5679","v":0},{"$f":"Daten!M5679","v":0},null,null,0,0,0,0,0,0]
[null,5653,236,8,{"$f":"Daten!L5682","v":0},{"$f":"Daten!M5682","v":0},null,null,0,0,0,0,0,0]
[null,5656,236,8,{"$f":"Daten!L5685","v":0},{"$f":"Daten!M5685","v":0},null,null,0,0,0,0,0,0]
[null,5660,236,8,{"$f":"Daten!L5689","v":0},{"$f":"Daten!M5689","v":0},null,null,0,0,0,0,0,0]
[null,5663,236,8,{"$f":"Daten!L5692","v":0},{"$f":"Daten!M5692","v":0},null,null,0,0,0,0,0,0]
[null,5667,237,8,{"$f":"Daten!L5696","v":0},{"$f":"Daten!M5696","v":0},null,null,0,0,0,0,0,0]
[null,5671,237,8,{"$f":"Daten!L5700","v":0},{"$f":"Daten!M5700","v":0},null,null,0,0,0,0,0,0]
[null,5674,237,8,{"$f":"Daten!L5703","v":0},{"$f":"Daten!M5703","v":0},null,null,0,0,0,0,0,0]
[null,5675,237,8,{"$f":"Daten!L5704","v":0},{"$f":"Daten!M5704","v":0},null,null,0,0,0,0,0,0]
[null,5678,237,8,{"$f":"Daten!L5707","v":0},{"$f":"Daten!M5707","v":0},null,null,0,0,0,0,0,0]
[null,5681,237,8,{"$f":"Daten!L5710","v":0},{"$f":"Daten!M5710","v":0},null,null,0,0,0,0,0,0]
[null,5685,237,8,{"$f":"Daten!L5714","v":0},{"$f":"Daten!M5714","v":0},null,null,0,0,0,0,0,0]
[null,5688,237,8,{"$f":"Daten!L5717","v":0},{"$f":"Daten!M5717","v":0},null,null,0,0,0,0,0,0]
[null,5692,238,8,{"$f":"Daten!L5721","v":0},{"$f":"Daten!M5721","v":0},null,null,0,0,0,0,0,0]
[null,5696,238,8,{"$f":"Daten!L5725","v":0},{"$f":"Daten!M5725","v":0},null,null,0,0,0,0,0,0]
[null,5699,238,8,{"$f":"Daten!L5728","v":0},{"$f":"Daten!M5728","v":0},null,null,{"$f":"N5714","v":0},0,0,0,0,0]
[null,5700,238,8,{"$f":"Daten!L5729","v":0},{"$f":"Daten!M5729","v":0},null,null,0,0,0,0,0,0]
[null,5703,238,8,{"$f":"Daten!L5732","v":0},{"$f":"Daten!M5732","v":0},null,null,0,0,0,0,0,0]
[null,5707,238,8,{"$f":"Daten!L5736","v":0},{"$f":"Daten!M5736","v":0},null,null,0,0,0,0,0,0]
[null,5710,238,8,{"$f":"Daten!L5739","v":0},{"$f":"Daten!M5739","v":0},null,null,0,0,0,0,0,0]
[null,5713,239,8,{"$f":"Daten!L5742","v":0},{"$f":"Daten!M5742","v":0},null,null,0,0,0,0,0,0]
[null,5718,239,8,{"$f":"Daten!L5747","v":0},{"$f":"Daten!M5747","v":0},null,null,0,0,0,0,0,0]
[null,5721,239,8,{"$f":"Daten!L5750","v":0},{"$f":"Daten!M5750","v":0},null,null,0,0,0,0,0,0]
[null,5724,239,8,{"$f":"Daten!L5753","v":0},{"$f":"Daten!M5753","v":0},null,null,0,0,0,0,0,0]
[null,5725,239,8,{"$f":"Daten!L5754","v":0},{"$f":"Daten!M5754","v":0},null,null,0,0,0,0,0,0]
[null,5728,239,8,{"$f":"Daten!L5757","v":0},{"$f":"Daten!M5757","v":0},null,null,0,0,0,0,0,0]
[null,5732,239,8,{"$f":"Daten!L5761","v":0},{"$f":"Daten!M5761","v":0},null,null,0,0,0,0,0,0]
[null,5734,239,8,{"$f":"Daten!L5763","v":0},{"$f":"Daten!M5763","v":0},null,null,0,0,0,0,0,0]
[null,5739,240,8,{"$f":"Daten!L5768","v":0},{"$f":"Daten!M5768","v":0},null,null,0,0,0,0,0,0]
[null,5743,240,8,{"$f":"Daten!L5772","v":0},{"$f":"Daten!M5772","v":0},null,null,0,0,0,0,0,0]
[null,5746,240,8,{"$f":"Daten!L5775","v":0},{"$f":"Daten!M5775","v":0},null,null,0,0,0,0,0,0]
[null,5749,240,8,{"$f":"Daten!L5778","v":0},{"$f":"Daten!M5778","v":0},null,null,0,0,0,0,0,0]
[null,5750,240,8,{"$f":"Daten!L5779","v":0},{"$f":"Daten!M5779","v":0},null,null,0,0,0,0,0,0]
[null,5753,240,8,{"$f":"Daten!L5782","v":0},{"$f":"Daten!M5782","v":0},null,null,0,0,0,0,0,0]
[null,5759,240,8,{"$f":"Daten!L5788","v":0},{"$f":"Daten!M5788","v":0},null,null,0,0,0,0,0,0]
[null,5761,241,8,{"$f":"Daten!L5790","v":0},{"$f":"Daten!M5790","v":0},null,null,0,0,0,0,0,{"$f":"IF(L5777>0,I5777+L5777*Wirkungsgrad,I5777+L5777)","v":0}]
[null,5764,241,8,{"$f":"Daten!L5793","v":0},{"$f":"Daten!M5793","v":0},null,null,0,0,0,0,0,0]
[null,5768,241,8,{"$f":"Daten!L5797","v":0},{"$f":"Daten!M5797","v":0},null,null,0,0,0,0,0,0]
[null,5771,241,8,{"$f":"Daten!L5800","v":0},{"$f":"Daten!M5800","v":0},null,null,0,0,0,0,0,0]
[null,5772,241,8,{"$f":"Daten!L5801","v":0},{"$f":"Daten!M5801","v":0},null,null,0,0,0,0,0,0]
[null,5775,241,8,{"$f":"Daten!L5804","v":0},{"$f":"Daten!M5804","v":0},null,null,0,0,0,0,0,0]
[null,5778,241,8,{"$f":"Daten!L5807","v":0},{"$f":"Daten!M5807","v":0},null,null,0,0,0,0,0,0]
[null,5784,241,8,{"$f":"Daten!L5813","v":0},{"$f":"Daten!M5813","v":0},null,null,0,0,0,0,0,0]
[null,5786,242,8,{"$f":"Daten!L5815","v":0},{"$f":"Daten!M5815","v":0},null,null,0,0,0,0,0,0]
[null,5789,242,8,{"$f":"Daten!L5818","v":0},{"$f":"Daten!M5818","v":0},null,null,0,0,0,0,0,0]
[null,5793,242,8,{"$f":"Daten!L5822","v":0},{"$f":"Daten!M5822","v":0},null,null,0,0,0,0,0,0]
[null,5796,242,8,{"$f":"Daten!L5825","v":0},{"$f":"Daten!M5825","v":0},null,null,0,0,0,0,0,0]
[null,5797,242,8,{"$f":"Daten!L5826","v":0},{"$f":"Daten!M5826","v":0},null,null,0,0,0,0,0,0]
[null,5800,242,8,{"$f":"Daten!L5829","v":0},{"$f":"Daten!M5829","v":0},null,null,0,0,0,0,0,0]
[null,5805,242,8,{"$f":"Daten!L5834","v":0},{"$f":"Daten!M5834","v":0},null,null,0,0,0,0,0,0]
[null,5808,242,8,{"$f":"Daten!L5837","v":0},{"$f":"Daten!M5837","v":0},null,null,0,0,0,0,0,0]
[null,5811,243,8,{"$f":"Daten!L5840","v":0},{"$f":"Daten!M5840","v":0},null,null,0,0,0,0,0,0]
[null,5814,243,8,{"$f":"Daten!L5843","v":0},{"$f":"Daten!M5843","v":0},null,null,0,0,0,0,0,0]
[null,5818,243,8,{"$f":"Daten!L5847","v":0},{"$f":"Daten!M5847","v":0},null,null,0,0,0,0,0,0]
[null,5821,243,8,{"$f":"Daten!L5850","v":0},{"$f":"Daten!M5850","v":0},null,null,0,0,0,0,0,0]
[null,5822,243,8,{"$f":"Daten!L5851","v":0},{"$f":"Daten!M5851","v":0},null,null,0,0,0,0,0,0]
[null,5826,{"$f":"CEILING(B5842/24,1)","v":243},{"$f":"MONTH(C5842)","v":8},{"$f":"Daten!L5855","v":0},{"$f":"Daten!M5855","v":0},null,null,0,{"$f":"MIN(E5842,F5842+I5842)","v":0},{"$f":"E5842-J5842","v":0},{"$f":"MIN((F5842-J5842),0-I5842)","v":0},{"$f":"F5842-(J5842+L5842)","v":0},0]
[null,5829,243,8,{"$f":"Daten!L5858","v":0},{"$f":"Daten!M5858","v":0},null,null,0,0,0,0,0,0]
[null,5833,244,8,{"$f":"Daten!L5862","v":0},{"$f":"Daten!M5862","v":0},null,null,0,0,0,0,0,0]
[null,5836,244,8,{"$f":"Daten!L5865","v":0},{"$f":"Daten!M5865","v":0},null,null,0,0,0,0,0,0]
[null,5840,244,8,{"$f":"Daten!L5869","v":0},{"$f":"Daten!M5869","v":0},null,null,0,0,0,0,0,0]
[null,5843,244,8,{"$f":"Daten!L5872","v":0},{"$f":"Daten!M5872","v":0},null,null,0,0,0,0,0,0]
[null,5846,244,8,{"$f":"Daten!L5875","v":0},{"$f":"Daten!M5875","v":0},null,null,0,0,0,0,0,0]
[null,5847,244,8,{"$f":"Daten!L5876","v":0},{"$f":"Daten!M5876","v":0},null,null,0,0,0,0,0,0]
[null,5851,244,8,{"$f":"Daten!L5880","v":0},{"$f":"Daten!M5880","v":0},null,null,0,0,0,0,0,0]
[null,5854,244,8,{"$f":"Daten!L5883","v":0},{"$f":"Daten!M5883","v":0},null,null,0,0,0,0,0,0]
[null,5858,245,9,{"$f":"Daten!L5887","v":0},{"$f":"Daten!M5887","v":0},null,null,0,0,0,0,0,0]
[null,5861,245,9,{"$f":"Daten!L5890","v":0},{"$f":"Daten!M5890","v":0},null,null,0,0,0,0,0,0]
[null,5865,245,9,{"$f":"Daten!L5894","v":0},{"$f":"Daten!M5894","v":0},null,null,0,0,0,0,0,0]
[null,5868,245,9,{"$f":"Daten!L5897","v":0},{"$f":"Daten!M5897","v":0},null,null,0,0,0,0,0,0]
[null,5871,245,9,{"$f":"Daten!L5900","v":0},{"$f":"Daten!M5900","v":0},null,null,0,0,0,0,0,0]
[null,5872,245,9,{"$f":"Daten!L5901","v":0},{"$f":"Daten!M5901","v":0},null,null,0,0,0,0,0,0]
[null,5876,245,9,{"$f":"Daten!L5905","v":0},{"$f":"Daten!M5905","v":0},null,null,0,0,0,0,0,0]
[null,5880,245,9,{"$f":"Daten!L5909","v":0},{"$f":"Daten!M5909","v":0},null,null,0,0,0,0,0,0]
[null,5883,246,9,{"$f":"Daten!L5912","v":0},{"$f":"Daten!M5912","v":0},null,null,0,0,0,0,0,0]
[null,5886,246,9,{"$f":"Daten!L5915","v":0},{"$f":"Daten!M5915","v":0},null,null,0,0,0,0,0,0]
[null,5890,{"$f":"CEILING(B5906/24,1)","v":246},{"$f":"MONTH(C5906)","v":9},{"$f":"Daten!L5919","v":0},{"$f":"Daten!M5919","v":0},null,null,0,{"$f":"MIN(E5906,F5906+I5906)","v":0},{"$f":"E5906-J5906","v":0},{"$f":"MIN((F5906-J5906),0-I5906)","v":0},{"$f":"F5906-(J5906+L5906)","v":0},0]
[null,5893,246,9,{"$f":"Daten!L5922","v":0},{"$f":"Daten!M5922","v":0},null,null,0,0,0,0,0,0]
[null,5897,246,9,{"$f":"Daten!L5926","v":0},{"$f":"Daten!M5926","v":0},null,null,0,0,0,0,0,0]
[null,5898,246,9,{"$f":"Daten!L5927","v":0},{"$f":"Daten!M5927","v":0},null,null,0,0,0,0,0,0]
[null,5901,246,9,{"$f":"Daten!L5930","v":0},{"$f":"Daten!M5930","v":0},null,null,0,0,0,0,0,0]
[null,5905,247,9,{"$f":"Daten!L5934","v":0},{"$f":"Daten!M5934","v":0},null,null,0,0,0,0,0,0]
[null,5908,247,9,{"$f":"Daten!L5937","v":0},{"$f":"Daten!M5937","v":0},null,null,0,0,0,0,0,0]
[null,5911,247,9,{"$f":"Daten!L5940","v":0},{"$f":"Daten!M5940","v":0},null,null,0,0,0,0,0,0]
[null,5915,247,9,{"$f":"Daten!L5944","v":0},{"$f":"Daten!M5944","v":0},null,null,0,0,0,0,0,0]
[null,5918,247,9,{"$f":"Daten!L5947","v":0},{"$f":"Daten!M5947","v":0},null,null,0,0,0,0,0,0]
[null,5922,247,9,{"$f":"Daten!L5951","v":0},{"$f":"Daten!M5951","v":0},null,null,0,0,0,0,0,0]
[null,5923,247,9,{"$f":"Daten!L5952","v":0},{"$f":"Daten!M5952","v":0},null,null,0,0,0,0,0,0]
[null,5926,247,9,{"$f":"Daten!L5955","v":0},{"$f":"Daten!M5955","v":0},null,null,0,0,0,0,0,0]
[null,5930,248,9,{"$f":"Daten!L5959","v":0},{"$f":"Daten!M5959","v":0},null,null,0,0,0,0,0,0]
[null,5933,248,9,{"$f":"Daten!L5962","v":0},{"$f":"Daten!M5962","v":0},null,null,0,0,0,0,0,0]
[null,5936,248,9,{"$f":"Daten!L5965","v":0},{"$f":"Daten!M5965","v":0},null,null,0,0,0,0,0,0]
[null,5939,248,9,{"$f":"Daten!L5968","v":0},{"$f":"Daten!M5968","v":0},null,null,0,0,0,0,0,0]
[null,5944,248,9,{"$f":"Daten!L5973","v":0},{"$f":"Daten!M5973","v":0},null,null,0,0,0,0,0,0]
[null,5945,248,9,{"$f":"Daten!L5974","v":0},{"$f":"Daten!M5974","v":0},null,null,0,0,0,0,0,0]
[null,5948,248,9,{"$f":"Daten!L5977","v":0},{"$f":"Daten!M5977","v":0},null,null,0,0,0,0,0,0]
[null,5951,248,9,{"$f":"Daten!L5980","v":0},{"$f":"Daten!M5980","v":0},null,null,0,0,0,0,0,0]
[null,5955,249,9,{"$f":"Daten!L5984","v":0},{"$f":"Daten!M5984","v":0},null,null,{"$f":"N5970","v":0},0,0,0,0,0]
[null,5958,249,9,{"$f":"Daten!L5987","v":0},{"$f":"Daten!M5987","v":0},null,null,0,0,0,0,0,0]
[null,5961,249,9,{"$f":"Daten!L5990","v":0},{"$f":"Daten!M5990","v":0},null,null,0,0,0,0,0,0]
[null,5964,249,9,{"$f":"Daten!L5993","v":0},{"$f":"Daten!M5993","v":0},null,null,0,0,0,0,0,0]
[null,5969,249,9,{"$f":"Daten!L5998","v":0},{"$f":"Daten!M5998","v":0},null,null,0,0,0,0,0,0]
[null,5970,249,9,{"$f":"Daten!L5999","v":0},{"$f":"Daten!M5999","v":0},null,null,0,0,0,0,0,0]
[null,5973,249,9,{"$f":"Daten!L6002","v":0},{"$f":"Daten!M6002","v":0},null,null,0,0,0,0,0,0]
[null,5976,249,9,{"$f":"Daten!L6005","v":0},{"$f":"Daten!M6005","v":0},null,null,0,0,0,0,0,0]
[null,5980,250,9,{"$f":"Daten!L6009","v":0},{"$f":"Daten!M6009","v":0},null,null,0,0,0,0,0,0]
[null,5983,250,9,{"$f":"Daten!L6012","v":0},{"$f":"Daten!M6012","v":0},null,null,0,0,0,0,0,0]
[null,5985,250,9,{"$f":"Daten!L6014","v":0},{"$f":"Daten!M6014","v":0},null,null,0,0,0,0,0,0]
[null,5991,250,9,{"$f":"Daten!L6020","v":0},{"$f":"Daten!M6020","v":0},null,null,0,0,0,0,0,0]
[null,5994,250,9,{"$f":"Daten!L6023","v":0},{"$f":"Daten!M6023","v":0},null,null,0,0,0,0,0,0]
[null,5995,250,9,{"$f":"Daten!L6024","v":0},{"$f":"Daten!M6024","v":0},null,null,0,0,0,0,0,0]
[null,5998,250,9,{"$f":"Daten!L6027","v":0},{"$f":"Daten!M6027","v":0},null,null,0,0,0,0,0,0]
[null,6001,251,9,{"$f":"Daten!L6030","v":0},{"$f":"Daten!M6030","v":0},null,null,0,0,0,0,0,0]
[null,6005,251,9,{"$f":"Daten!L6034","v":0},{"$f":"Daten!M6034","v":0},null,null,0,0,0,0,0,0]
[null,6010,251,9,{"$f":"Daten!L6039","v":0},{"$f":"Daten!M6039","v":0},null,null,0,0,0,0,0,0]
[null,6013,251,9,{"$f":"Daten!L6042","v":0},{"$f":"Daten!M6042","v":0},null,null,0,0,0,0,0,0]
[null,6016,251,9,{"$f":"Daten!L6045","v":0},{"$f":"Daten!M6045","v":0},null,null,0,0,0,0,0,0]
[null,6019,251,9,{"$f":"Daten!L6048","v":0},{"$f":"Daten!M6048","v":0},null,null,{"$f":"N6034","v":0},0,0,0,0,0]
[null,6020,251,9,{"$f":"Daten!L6049","v":0},{"$f":"Daten!M6049","v":0},null,null,0,0,0,0,0,0]
[null,6023,251,9,{"$f":"Daten!L6052","v":0},{"$f":"Daten!M6052","v":0},null,null,0,0,0,0,0,0]
[null,6026,252,9,{"$f":"Daten!L6055","v":0},{"$f":"Daten!M6055","v":0},null,null,0,0,0,0,0,0]
[null,6031,252,9,{"$f":"Daten!L6060","v":0},{"$f":"Daten!M6060","v":0},null,null,0,0,0,0,0,0]
[null,6034,252,9,{"$f":"Daten!L6063","v":0},{"$f":"Daten!M6063","v":0},null,null,0,0,0,0,0,0]
[null,6038,252,9,{"$f":"Daten!L6067","v":0},{"$f":"Daten!M6067","v":0},null,null,0,0,0,0,0,0]
[null,6041,252,9,{"$f":"Daten!L6070","v":0},{"$f":"Daten!M6070","v":0},null,null,0,0,0,0,0,0]
[null,6044,252,9,{"$f":"Daten!L6073","v":0},{"$f":"Daten!M6073","v":0},null,null,0,0,0,0,0,0]
[null,6045,252,9,{"$f":"Daten!L6074","v":0},{"$f":"Daten!M6074","v":0},null,null,0,0,0,0,0,0]
[null,6048,252,9,{"$f":"Daten!L6077","v":0},{"$f":"Daten!M6077","v":0},null,null,0,0,0,0,0,0]
[null,6052,253,9,{"$f":"Daten!L6081","v":0},{"$f":"Daten!M6081","v":0},null,null,0,0,0,0,0,0]
[null,6056,253,9,{"$f":"Daten!L6085","v":0},{"$f":"Daten!M6085","v":0},null,null,0,0,0,0,0,0]
[null,6059,253,9,{"$f":"Daten!L6088","v":0},{"$f":"Daten!M6088","v":0},null,null,0,0,0,0,0,0]
[null,6063,253,9,{"$f":"Daten!L6092","v":0},{"$f":"Daten!M6092","v":0},null,null,0,0,0,0,0,0]
[null,6066,253,9,{"$f":"Daten!L6095","v":0},{"$f":"Daten!M6095","v":0},null,null,0,0,0,0,0,0]
[null,6069,253,9,{"$f":"Daten!L6098","v":0},{"$f":"Daten!M6098","v":0},null,null,0,0,0,0,0,0]
[null,6070,253,9,{"$f":"Daten!L6099","v":0},{"$f":"Daten!M6099","v":0},null,null,0,0,0,0,0,0]
[null,6073,254,9,{"$f":"Daten!L6102","v":0},{"$f":"Daten!M6102","v":0},null,null,0,0,0,0,0,0]
[null,6077,254,9,{"$f":"Daten!L6106","v":0},{"$f":"Daten!M6106","v":0},null,null,0,0,0,0,0,0]
[null,6081,254,9,{"$f":"Daten!L6110","v":0},{"$f":"Daten!M6110","v":0},null,null,0,0,0,0,0,{"$f":"IF(L6097>0,I6097+L6097*Wirkungsgrad,I6097+L6097)","v":0}]
[null,6084,254,9,{"$f":"Daten!L6113","v":0},{"$f":"Daten!M6113","v":0},null,null,0,0,0,0,0,0]
[null,6088,254,9,{"$f":"Daten!L6117","v":0},{"$f":"Daten!M6117","v":0},null,null,0,0,0,0,0,0]
[null,6091,254,9,{"$f":"Daten!L6120","v":0},{"$f":"Daten!M6120","v":0},null,null,0,0,0,0,0,0]
[null,6094,254,9,{"$f":"Daten!L6123","v":0},{"$f":"Daten!M6123","v":0},null,null,0,0,0,0,0,0]
[null,6095,254,9,{"$f":"Daten!L6124","v":0},{"$f":"Daten!M6124","v":0},null,null,0,0,0,0,0,0]
[null,6098,255,9,{"$f":"Daten!L6127","v":0},{"$f":"Daten!M6127","v":0},null,null,0,0,0,0,0,0]
[null,6103,255,9,{"$f":"Daten!L6132","v":0},{"$f":"Daten!M6132","v":0},null,null,0,0,0,0,0,0]
[null,6106,255,9,{"$f":"Daten!L6135","v":0},{"$f":"Daten!M6135","v":0},null,null,0,0,0,0,0,0]
[null,6109,255,9,{"$f":"Daten!L6138","v":0},{"$f":"Daten!M6138","v":0},null,null,0,0,0,0,0,0]
[null,6113,255,9,{"$f":"Daten!L6142","v":0},{"$f":"Daten!M6142","v":0},null,null,0,0,0,0,0,0]
[null,6116,255,9,{"$f":"Daten!L6145","v":0},{"$f":"Daten!M6145","v":0},null,null,0,0,0,0,0,0]
[null,6117,255,9,{"$f":"Daten!L6146","v":0},{"$f":"Daten!M6146","v":0},null,null,0,0,0,0,0,0]
[null,6123,256,9,{"$f":"Daten!L6152","v":0},{"$f":"Daten!M6152","v":0},null,null,0,0,0,0,0,0]
[null,6124,256,9,{"$f":"Daten!L6153","v":0},{"$f":"Daten!M6153","v":0},null,null,0,0,0,0,0,0]
[null,6128,256,9,{"$f":"Daten!L6157","v":0},{"$f":"Daten!M6157","v":0},null,null,0,0,0,0,0,0]
[null,6131,256,9,{"$f":"Daten!L6160","v":0},{"$f":"Daten!M6160","v":0},null,null,0,0,0,0,0,0]
[null,6134,256,9,{"$f":"Daten!L6163","v":0},{"$f":"Daten!M6163","v":0},null,null,0,0,0,0,0,0]
[null,6138,256,9,{"$f":"Daten!L6167","v":0},{"$f":"Daten!M6167","v":0},null,null,0,0,0,0,0,0]
[null,6141,256,9,{"$f":"Daten!L6170","v":0},{"$f":"Daten!M6170","v":0},null,null,0,0,0,0,0,0]
[null,6142,256,9,{"$f":"Daten!L6171","v":0},{"$f":"Daten!M6171","v":0},null,null,0,0,0,0,0,0]
[null,6148,257,9,{"$f":"Daten!L6177","v":0},{"$f":"Daten!M6177","v":0},null,null,0,0,0,0,0,0]
[null,6149,257,9,{"$f":"Daten!L6178","v":0},{"$f":"Daten!M6178","v":0},null,null,0,0,0,0,0,0]
[null,6153,257,9,{"$f":"Daten!L6182","v":0},{"$f":"Daten!M6182","v":0},null,null,0,0,0,0,0,0]
[null,6156,257,9,{"$f":"Daten!L6185","v":0},{"$f":"Daten!M6185","v":0},null,null,0,0,0,0,0,0]
[null,6160,257,9,{"$f":"Daten!L6189","v":0},{"$f":"Daten!M6189","v":0},null,null,0,0,0,0,0,0]
[null,6163,257,9,{"$f":"Daten!L6192","v":0},{"$f":"Daten!M6192","v":0},null,null,0,0,0,0,0,0]
[null,6166,257,9,{"$f":"Daten!L6195","v":0},{"$f":"Daten!M6195","v":0},null,null,0,0,0,0,0,0]
[null,6169,258,9,{"$f":"Daten!L6198","v":0},{"$f":"Daten!M6198","v":0},null,null,0,0,0,0,0,0]
[null,6171,258,9,{"$f":"Daten!L6200","v":0},{"$f":"Daten!M6200","v":0},null,null,0,0,0,0,0,0]
[null,6174,258,9,{"$f":"Daten!L6203","v":0},{"$f":"Daten!M6203","v":0},null,null,0,0,0,0,0,0]
[null,6178,258,9,{"$f":"Daten!L6207","v":0},{"$f":"Daten!M6207","v":0},null,null,0,0,0,0,0,0]
[null,6181,258,9,{"$f":"Daten!L6210","v":0},{"$f":"Daten!M6210","v":0},null,null,0,0,0,0,0,0]
[null,6185,258,9,{"$f":"Daten!L6214","v":0},{"$f":"Daten!M6214","v":0},null,null,0,0,0,0,0,0]
[null,6188,258,9,{"$f":"Daten!L6217","v":0},{"$f":"Daten!M6217","v":0},null,null,0,0,0,0,0,0]
[null,6190,258,9,{"$f":"Daten!L6219","v":0},{"$f":"Daten!M6219","v":0},null,null,0,0,0,0,0,0]
[null,6193,259,9,{"$f":"Daten!L6222","v":0},{"$f":"Daten!M6222","v":0},null,null,0,0,0,0,0,0]
[null,6196,259,9,{"$f":"Daten!L6225","v":0},{"$f":"Daten!M6225","v":0},null,null,0,0,0,0,0,0]
[null,6199,259,9,{"$f":"Daten!L6228","v":0},{"$f":"Daten!M6228","v":0},null,null,0,0,0,0,0,0]
[null,6203,259,9,{"$f":"Daten!L6232","v":0},{"$f":"Daten!M6232","v":0},null,null,0,0,0,0,0,0]
[null,6206,259,9,{"$f":"Daten!L6235","v":0},{"$f":"Daten!M6235","v":0},null,null,0,0,0,0,0,0]
[null,6210,{"$f":"CEILING(B6226/24,1)","v":259},{"$f":"MONTH(C6226)","v":9},{"$f":"Daten!L6239","v":0},{"$f":"Daten!M6239","v":0},null,null,0,{"$f":"MIN(E6226,F6226+I6226)","v":0},{"$f":"E6226-J6226","v":0},{"$f":"MIN((F6226-J6226),0-I6226)","v":0},{"$f":"F6226-(J6226+L6226)","v":0},0]
[null,6211,259,9,{"$f":"Daten!L6240","v":0},{"$f":"Daten!M6240","v":0},null,null,{"$f":"N6226","v":0},0,0,0,0,0]
[null,6217,260,9,{"$f":"Daten!L6246","v":0},{"$f":"Daten!M6246","v":0},null,null,0,0,0,0,0,0]
[null,6218,260,9,{"$f":"Daten!L6247","v":0},{"$f":"Daten!M6247","v":0},null,null,0,0,0,0,0,0]
[null,6221,260,9,{"$f":"Daten!L6250","v":0},{"$f":"Daten!M6250","v":0},null,null,0,0,0,0,0,0]
[null,6225,260,9,{"$f":"Daten!L6254","v":0},{"$f":"Daten!M6254","v":0},null,null,0,0,0,0,0,0]
[null,6228,260,9,{"$f":"Daten!L6257","v":0},{"$f":"Daten!M6257","v":0},null,null,0,0,0,0,0,0]
[null,6231,260,9,{"$f":"Daten!L6260","v":0},{"$f":"Daten!M6260","v":0},null,null,0,0,0,0,0,0]
[null,6235,260,9,{"$f":"Daten!L6264","v":0},{"$f":"Daten!M6264","v":0},null,null,0,0,0,0,0,0]
[null,6236,260,9,{"$f":"Daten!L6265","v":0},{"$f":"Daten!M6265","v":0},null,null,0,0,0,0,0,0]
[null,6242,261,9,{"$f":"Daten!L6271","v":0},{"$f":"Daten!M6271","v":0},null,null,0,0,0,0,0,0]
[null,6243,261,9,{"$f":"Daten!L6272","v":0},{"$f":"Daten!M6272","v":0},null,null,0,0,0,0,0,0]
[null,6246,261,9,{"$f":"Daten!L6275","v":0},{"$f":"Daten!M6275","v":0},null,null,0,0,0,0,0,0]
[null,6250,261,9,{"$f":"Daten!L6279","v":0},{"$f":"Daten!M6279","v":0},null,null,0,0,0,0,0,0]
[null,6253,261,9,{"$f":"Daten!L6282","v":0},{"$f":"Daten!M6282","v":0},null,null,0,0,0,0,0,0]
[null,6256,261,9,{"$f":"Daten!L6285","v":0},{"$f":"Daten!M6285","v":0},null,null,0,0,0,0,0,0]
[null,6261,261,9,{"$f":"Daten!L6290","v":0},{"$f":"Daten!M6290","v":0},null,null,0,0,0,0,0,0]
[null,6264,261,9,{"$f":"Daten!L6293","v":0},{"$f":"Daten!M6293","v":0},null,null,0,0,0,0,0,0]
[null,6265,262,9,{"$f":"Daten!L6294","v":0},{"$f":"Daten!M6294","v":0},null,null,0,0,0,0,0,0]
[null,6268,262,9,{"$f":"Daten!L6297","v":0},{"$f":"Daten!M6297","v":0},null,null,0,0,0,0,0,0]
[null,6271,262,9,{"$f":"Daten!L6300","v":0},{"$f":"Daten!M6300","v":0},null,null,0,0,0,0,0,0]
[null,6275,262,9,{"$f":"Daten!L6304","v":0},{"$f":"Daten!M6304","v":0},null,null,{"$f":"N6290","v":0},0,0,0,0,0]
[null,6278,262,9,{"$f":"Daten!L6307","v":0},{"$f":"Daten!M6307","v":0},null,null,0,0,0,0,0,0]
[null,6282,262,9,{"$f":"Daten!L6311","v":0},{"$f":"Daten!M6311","v":0},null,null,0,0,0,0,0,0]
[null,6286,262,9,{"$f":"Daten!L6315","v":0},{"$f":"Daten!M6315","v":0},null,null,0,0,0,0,0,0]
[null,6289,263,9,{"$f":"Daten!L6318","v":0},{"$f":"Daten!M6318","v":0},null,null,0,0,0,0,0,0]
[null,6290,263,9,{"$f":"Daten!L6319","v":0},{"$f":"Daten!M6319","v":0},null,null,0,0,0,0,0,0]
[null,6293,263,9,{"$f":"Daten!L6322","v":0},{"$f":"Daten!M6322","v":0},null,null,0,0,0,0,0,0]
[null,6296,263,9,{"$f":"Daten!L6325","v":0},{"$f":"Daten!M6325","v":0},null,null,0,0,0,0,0,0]
[null,6300,263,9,{"$f":"Daten!L6329","v":0},{"$f":"Daten!M6329","v":0},null,null,0,0,0,0,0,0]
[null,6303,263,9,{"$f":"Daten!L6332","v":0},{"$f":"Daten!M6332","v":0},null,null,0,0,0,0,0,0]
[null,6307,263,9,{"$f":"Daten!L6336","v":0},{"$f":"Daten!M6336","v":0},null,null,0,0,0,0,0,0]
[null,6311,263,9,{"$f":"Daten!L6340","v":0},{"$f":"Daten!M6340","v":0},null,null,0,0,0,0,0,0]
[null,6314,264,9,{"$f":"Daten!L6343","v":0},{"$f":"Daten!M6343","v":0},null,null,0,0,0,0,0,0]
[null,6315,264,9,{"$f":"Daten!L6344","v":0},{"$f":"Daten!M6344","v":0},null,null,0,0,0,0,0,0]
[null,6318,264,9,{"$f":"Daten!L6347","v":0},{"$f":"Daten!M6347","v":0},null,null,0,0,0,0,0,0]
[null,6321,264,9,{"$f":"Daten!L6350","v":0},{"$f":"Daten!M6350","v":0},null,null,0,0,0,0,0,0]
[null,6325,264,9,{"$f":"Daten!L6354","v":0},{"$f":"Daten!M6354","v":0},null,null,0,0,0,0,0,0]
[null,6328,264,9,{"$f":"Daten!L6357","v":0},{"$f":"Daten!M6357","v":0},null,null,0,0,0,0,0,0]
[null,6333,264,9,{"$f":"Daten!L6362","v":0},{"$f":"Daten!M6362","v":0},null,null,0,0,0,0,0,0]
[null,6336,264,9,{"$f":"Daten!L6365","v":0},{"$f":"Daten!M6365","v":0},null,null,0,0,0,0,0,0]
[null,6339,265,9,{"$f":"Daten!L6368","v":0},{"$f":"Daten!M6368","v":0},null,null,{"$f":"N6354","v":0},0,0,0,0,0]
[null,6340,265,9,{"$f":"Daten!L6369","v":0},{"$f":"Daten!M6369","v":0},null,null,0,0,0,0,0,0]
[null,6343,265,9,{"$f":"Daten!L6372","v":0},{"$f":"Daten!M6372","v":0},null,null,0,0,0,0,0,0]
[null,6346,265,9,{"$f":"Daten!L6375","v":0},{"$f":"Daten!M6375","v":0},null,null,0,0,0,0,0,0]
[null,6349,265,9,{"$f":"Daten!L6378","v":0},{"$f":"Daten!M6378","v":0},null,null,0,0,0,0,0,0]
[null,6354,265,9,{"$f":"Daten!L6383","v":0},{"$f":"Daten!M6383","v":0},null,null,0,0,0,0,0,0]
[null,6358,265,9,{"$f":"Daten!L6387","v":0},{"$f":"Daten!M6387","v":0},null,null,0,0,0,0,0,0]
[null,6361,266,9,{"$f":"Daten!L6390","v":0},{"$f":"Daten!M6390","v":0},null,null,0,0,0,0,0,0]
[null,6364,266,9,{"$f":"Daten!L6393","v":0},{"$f":"Daten!M6393","v":0},null,null,0,0,0,0,0,0]
[null,6365,266,9,{"$f":"Daten!L6394","v":0},{"$f":"Daten!M6394","v":0},null,null,0,0,0,0,0,0]
[null,6368,266,9,{"$f":"Daten!L6397","v":0},{"$f":"Daten!M6397","v":0},null,null,0,0,0,0,0,0]
[null,6374,266,9,{"$f":"Daten!L6403","v":0},{"$f":"Daten!M6403","v":0},null,null,0,0,0,0,0,0]
[null,6376,266,9,{"$f":"Daten!L6405","v":0},{"$f":"Daten!M6405","v":0},null,null,0,0,0,0,0,0]
[null,6379,266,9,{"$f":"Daten!L6408","v":0},{"$f":"Daten!M6408","v":0},null,null,0,0,0,0,0,0]
[null,6383,266,9,{"$f":"Daten!L6412","v":0},{"$f":"Daten!M6412","v":0},null,null,0,0,0,0,0,0]
[null,6386,267,9,{"$f":"Daten!L6415","v":0},{"$f":"Daten!M6415","v":0},null,null,0,0,0,0,0,0]
[null,6389,267,9,{"$f":"Daten!L6418","v":0},{"$f":"Daten!M6418","v":0},null,null,0,0,0,0,0,0]
[null,6390,267,9,{"$f":"Daten!L6419","v":0},{"$f":"Daten!M6419","v":0},null,null,0,0,0,0,0,0]
[null,6395,267,9,{"$f":"Daten!L6424","v":0},{"$f":"Daten!M6424","v":0},null,null,0,0,0,0,0,0]
[null,6398,267,9,{"$f":"Daten!L6427","v":0},{"$f":"Daten!M6427","v":0},null,null,0,0,0,0,0,0]
[null,6401,267,9,{"$f":"Daten!L6430","v":0},{"$f":"Daten!M6430","v":0},null,null,0,0,0,0,0,{"$f":"IF(L6417>0,I6417+L6417*Wirkungsgrad,I6417+L6417)","v":0}]
[null,6404,267,9,{"$f":"Daten!L6433","v":0},{"$f":"Daten!M6433","v":0},null,null,0,0,0,0,0,0]
[null,6408,267,9,{"$f":"Daten!L6437","v":0},{"$f":"Daten!M6437","v":0},null,null,0,0,0,0,0,0]
[null,6411,268,9,{"$f":"Daten!L6440","v":0},{"$f":"Daten!M6440","v":0},null,null,0,0,0,0,0,0]
[null,6414,268,9,{"$f":"Daten!L6443","v":0},{"$f":"Daten!M6443","v":0},null,null,0,0,0,0,0,0]
[null,6415,268,9,{"$f":"Daten!L6444","v":0},{"$f":"Daten!M6444","v":0},null,null,0,0,0,0,0,0]
[null,6420,268,9,{"$f":"Daten!L6449","v":0},{"$f":"Daten!M6449","v":0},null,null,0,0,0,0,0,0]
[null,6423,268,9,{"$f":"Daten!L6452","v":0},{"$f":"Daten!M6452","v":0},null,null,0,0,0,0,0,0]
[null,6426,268,9,{"$f":"Daten!L6455","v":0},{"$f":"Daten!M6455","v":0},null,null,0,0,0,0,0,0]
[null,6429,268,9,{"$f":"Daten!L6458","v":0},{"$f":"Daten!M6458","v":0},null,null,0,0,0,0,0,0]
[null,6433,269,9,{"$f":"Daten!L6462","v":0},{"$f":"Daten!M6462","v":0},null,null,0,0,0,0,0,0]
[null,6436,269,9,{"$f":"Daten!L6465","v":0},{"$f":"Daten!M6465","v":0},null,null,0,0,0,0,0,0]
[null,6437,269,9,{"$f":"Daten!L6466","v":0},{"$f":"Daten!M6466","v":0},null,null,0,0,0,0,0,0]
[null,6441,269,9,{"$f":"Daten!L6470","v":0},{"$f":"Daten!M6470","v":0},null,null,0,0,0,0,0,0]
[null,6444,269,9,{"$f":"Daten!L6473","v":0},{"$f":"Daten!M6473","v":0},null,null,0,0,0,0,0,0]
[null,6448,269,9,{"$f":"Daten!L6477","v":0},{"$f":"Daten!M6477","v":0},null,null,0,0,0,0,0,0]
[null,6451,269,9,{"$f":"Daten!L6480","v":0},{"$f":"Daten!M6480","v":0},null,null,0,0,0,0,0,0]
[null,6454,269,9,{"$f":"Daten!L6483","v":0},{"$f":"Daten!M6483","v":0},null,null,0,0,0,0,0,0]
[null,6458,270,9,{"$f":"Daten!L6487","v":0},{"$f":"Daten!M6487","v":0},null,null,0,0,0,0,0,0]
[null,6461,270,9,{"$f":"Daten!L6490","v":0},{"$f":"Daten!M6490","v":0},null,null,0,0,0,0,0,0]
[null,6462,270,9,{"$f":"Daten!L6491","v":0},{"$f":"Daten!M6491","v":0},null,null,0,0,0,0,0,0]
[null,6466,{"$f":"CEILING(B6482/24,1)","v":270},{"$f":"MONTH(C6482)","v":9},{"$f":"Daten!L6495","v":0},{"$f":"Daten!M6495","v":0},null,null,0,{"$f":"MIN(E6482,F6482+I6482)","v":0},{"$f":"E6482-J6482","v":0},{"$f":"MIN((F6482-J6482),0-I6482)","v":0},{"$f":"F6482-(J6482+L6482)","v":0},0]
[null,6469,270,9,{"$f":"Daten!L6498","v":0},{"$f":"Daten!M6498","v":0},null,null,0,0,0,0,0,0]
[null,6473,270,9,{"$f":"Daten!L6502","v":0},{"$f":"Daten!M6502","v":0},null,null,0,0,0,0,0,0]
[null,6476,270,9,{"$f":"Daten!L6505","v":0},{"$f":"Daten!M6505","v":0},null,null,0,0,0,0,0,0]
[null,6479,270,9,{"$f":"Daten!L6508","v":0},{"$f":"Daten!M6508","v":0},null,null,0,0,0,0,0,0]
[null,6483,271,9,{"$f":"Daten!L6512","v":0},{"$f":"Daten!M6512","v":0},null,null,0,0,0,0,0,0]
[null,6487,271,9,{"$f":"Daten!L6516","v":0},{"$f":"Daten!M6516","v":0},null,null,0,0,0,0,0,0]
[null,6488,271,9,{"$f":"Daten!L6517","v":0},{"$f":"Daten!M6517","v":0},null,null,0,0,0,0,0,0]
[null,6491,271,9,{"$f":"Daten!L6520","v":0},{"$f":"Daten!M6520","v":0},null,null,0,0,0,0,0,0]
[null,6494,271,9,{"$f":"Daten!L6523","v":0},{"$f":"Daten!M6523","v":0},null,null,0,0,0,0,0,0]
[null,6498,271,9,{"$f":"Daten!L6527","v":0},{"$f":"Daten!M6527","v":0},null,null,0,0,0,0,0,0]
[null,6501,271,9,{"$f":"Daten!L6530","v":0},{"$f":"Daten!M6530","v":0},null,null,0,0,0,0,0,0]
[null,6505,272,9,{"$f":"Daten!L6534","v":0},{"$f":"Daten!M6534","v":0},null,null,0,0,0,0,0,0]
[null,6508,272,9,{"$f":"Daten!L6537","v":0},{"$f":"Daten!M6537","v":0},null,null,0,0,0,0,0,0]
[null,6512,272,9,{"$f":"Daten!L6541","v":0},{"$f":"Daten!M6541","v":0},null,null,0,0,0,0,0,0]
[null,6513,272,9,{"$f":"Daten!L6542","v":0},{"$f":"Daten!M6542","v":0},null,null,0,0,0,0,0,0]
[null,6516,272,9,{"$f":"Daten!L6545","v":0},{"$f":"Daten!M6545","v":0},null,null,0,0,0,0,0,0]
[null,6519,272,9,{"$f":"Daten!L6548","v":0},{"$f":"Daten!M6548","v":0},null,null,0,0,0,0,0,0]
[null,6523,272,9,{"$f":"Daten!L6552","v":0},{"$f":"Daten!M6552","v":0},null,null,0,0,0,0,0,0]
[null,6526,272,9,{"$f":"Daten!L6555","v":0},{"$f":"Daten!M6555","v":0},null,null,0,0,0,0,0,0]
[null,6530,{"$f":"CEILING(B6546/24,1)","v":273},{"$f":"MONTH(C6546)","v":9},{"$f":"Daten!L6559","v":0},{"$f":"Daten!M6559","v":0},null,null,0,{"$f":"MIN(E6546,F6546+I6546)","v":0},{"$f":"E6546-J6546","v":0},{"$f":"MIN((F6546-J6546),0-I6546)","v":0},{"$f":"F6546-(J6546+L6546)","v":0},0]
[null,6533,273,9,{"$f":"Daten!L6562","v":0},{"$f":"Daten!M6562","v":0},null,null,0,0,0,0,0,0]
[null,6537,273,9,{"$f":"Daten!L6566","v":0},{"$f":"Daten!M6566","v":0},null,null,0,0,0,0,0,0]
[null,6538,273,9,{"$f":"Daten!L6567","v":0},{"$f":"Daten!M6567","v":0},null,null,0,0,0,0,0,0]
[null,6541,273,9,{"$f":"Daten!L6570","v":0},{"$f":"Daten!M6570","v":0},null,null,0,0,0,0,0,0]
[null,6544,273,9,{"$f":"Daten!L6573","v":0},{"$f":"Daten!M6573","v":0},null,null,0,0,0,0,0,0]
[null,6548,273,9,{"$f":"Daten!L6577","v":0},{"$f":"Daten!M6577","v":0},null,null,0,0,0,0,0,0]
[null,6551,273,9,{"$f":"Daten!L6580","v":0},{"$f":"Daten!M6580","v":0},null,null,0,0,0,0,0,0]
[null,6554,274,9,{"$f":"Daten!L6583","v":0},{"$f":"Daten!M6583","v":0},null,null,0,0,0,0,0,0]
[null,6559,274,9,{"$f":"Daten!L6588","v":0},{"$f":"Daten!M6588","v":0},null,null,0,0,0,0,0,0]
[null,6562,274,9,{"$f":"Daten!L6591","v":0},{"$f":"Daten!M6591","v":0},null,null,0,0,0,0,0,0]
[null,6563,274,9,{"$f":"Daten!L6592","v":0},{"$f":"Daten!M6592","v":0},null,null,0,0,0,0,0,0]
[null,6566,274,9,{"$f":"Daten!L6595","v":0},{"$f":"Daten!M6595","v":0},null,null,0,0,0,0,0,0]
[null,6570,274,9,{"$f":"Daten!L6599","v":0},{"$f":"Daten!M6599","v":0},null,null,0,0,0,0,0,0]
[null,6573,274,9,{"$f":"Daten!L6602","v":0},{"$f":"Daten!M6602","v":0},null,null,0,0,0,0,0,0]
[null,6575,274,9,{"$f":"Daten!L6604","v":0},{"$f":"Daten!M6604","v":0},null,null,0,0,0,0,0,0]
[null,6581,275,10,{"$f":"Daten!L6610","v":0},{"$f":"Daten!M6610","v":0},null,null,0,0,0,0,0,0]
[null,6584,275,10,{"$f":"Daten!L6613","v":0},{"$f":"Daten!M6613","v":0},null,null,0,0,0,0,0,0]
[null,6587,275,10,{"$f":"Daten!L6616","v":0},{"$f":"Daten!M6616","v":0},null,null,0,0,0,0,0,0]
[null,6588,275,10,{"$f":"Daten!L6617","v":0},{"$f":"Daten!M6617","v":0},null,null,0,0,0,0,0,0]
[null,6591,275,10,{"$f":"Daten!L6620","v":0},{"$f":"Daten!M6620","v":0},null,null,0,0,0,0,0,0]
[null,6595,275,10,{"$f":"Daten!L6624","v":0},{"$f":"Daten!M6624","v":0},null,null,{"$f":"N6610","v":0},0,0,0,0,0]
[null,6598,275,10,{"$f":"Daten!L6627","v":0},{"$f":"Daten!M6627","v":0},null,null,0,0,0,0,0,0]
[null,6600,275,10,{"$f":"Daten!L6629","v":0},{"$f":"Daten!M6629","v":0},null,null,0,0,0,0,0,0]
[null,6606,276,10,{"$f":"Daten!L6635","v":0},{"$f":"Daten!M6635","v":0},null,null,0,0,0,0,0,0]
[null,6609,276,10,{"$f":"Daten!L6638","v":0},{"$f":"Daten!M6638","v":0},null,null,0,0,0,0,0,0]
[null,6610,276,10,{"$f":"Daten!L6639","v":0},{"$f":"Daten!M6639","v":0},null,null,0,0,0,0,0,0]
[null,6613,276,10,{"$f":"Daten!L6642","v":0},{"$f":"Daten!M6642","v":0},null,null,0,0,0,0,0,0]
[null,6616,276,10,{"$f":"Daten!L6645","v":0},{"$f":"Daten!M6645","v":0},null,null,0,0,0,0,0,0]
[null,6620,276,10,{"$f":"Daten!L6649","v":0},{"$f":"Daten!M6649","v":0},null,null,0,0,0,0,0,0]
[null,6625,277,10,{"$f":"Daten!L6654","v":0},{"$f":"Daten!M6654","v":0},null,null,0,0,0,0,0,0]
[null,6627,277,10,{"$f":"Daten!L6656","v":0},{"$f":"Daten!M6656","v":0},null,null,0,0,0,0,0,0]
[null,6631,277,10,{"$f":"Daten!L6660","v":0},{"$f":"Daten!M6660","v":0},null,null,0,0,0,0,0,0]
[null,6634,277,10,{"$f":"Daten!L6663","v":0},{"$f":"Daten!M6663","v":0},null,null,0,0,0,0,0,0]
[null,6635,277,10,{"$f":"Daten!L6664","v":0},{"$f":"Daten!M6664","v":0},null,null,0,0,0,0,0,0]
[null,6638,277,10,{"$f":"Daten!L6667","v":0},{"$f":"Daten!M6667","v":0},null,null,0,0,0,0,0,0]
[null,6641,277,10,{"$f":"Daten!L6670","v":0},{"$f":"Daten!M6670","v":0},null,null,0,0,0,0,0,0]
[null,6646,277,10,{"$f":"Daten!L6675","v":0},{"$f":"Daten!M6675","v":0},null,null,0,0,0,0,0,0]
[null,6649,278,10,{"$f":"Daten!L6678","v":0},{"$f":"Daten!M6678","v":0},null,null,0,0,0,0,0,0]
[null,6652,278,10,{"$f":"Daten!L6681","v":0},{"$f":"Daten!M6681","v":0},null,null,0,0,0,0,0,0]
[null,6656,278,10,{"$f":"Daten!L6685","v":0},{"$f":"Daten!M6685","v":0},null,null,0,0,0,0,0,0]
[null,6659,278,10,{"$f":"Daten!L6688","v":0},{"$f":"Daten!M6688","v":0},null,null,{"$f":"N6674","v":0},0,0,0,0,0]
[null,6660,278,10,{"$f":"Daten!L6689","v":0},{"$f":"Daten!M6689","v":0},null,null,0,0,0,0,0,0]
[null,6663,278,10,{"$f":"Daten!L6692","v":0},{"$f":"Daten!M6692","v":0},null,null,0,0,0,0,0,0]
[null,6667,278,10,{"$f":"Daten!L6696","v":0},{"$f":"Daten!M6696","v":0},null,null,0,0,0,0,0,0]
[null,6671,278,10,{"$f":"Daten!L6700","v":0},{"$f":"Daten!M6700","v":0},null,null,0,0,0,0,0,0]
[null,6674,279,10,{"$f":"Daten!L6703","v":0},{"$f":"Daten!M6703","v":0},null,null,0,0,0,0,0,0]
[null,6678,279,10,{"$f":"Daten!L6707","v":0},{"$f":"Daten!M6707","v":0},null,null,0,0,0,0,0,0]
[null,6681,279,10,{"$f":"Daten!L6710","v":0},{"$f":"Daten!M6710","v":0},null,null,0,0,0,0,0,0]
[null,6684,279,10,{"$f":"Daten!L6713","v":0},{"$f":"Daten!M6713","v":0},null,null,0,0,0,0,0,0]
[null,6685,279,10,{"$f":"Daten!L6714","v":0},{"$f":"Daten!M6714","v":0},null,null,0,0,0,0,0,0]
[null,6688,279,10,{"$f":"Daten!L6717","v":0},{"$f":"Daten!M6717","v":0},null,null,0,0,0,0,0,0]
[null,6692,279,10,{"$f":"Daten!L6721","v":0},{"$f":"Daten!M6721","v":0},null,null,0,0,0,0,0,0]
[null,6696,279,10,{"$f":"Daten!L6725","v":0},{"$f":"Daten!M6725","v":0},null,null,0,0,0,0,0,0]
[null,6699,280,10,{"$f":"Daten!L6728","v":0},{"$f":"Daten!M6728","v":0},null,null,0,0,0,0,0,0]
[null,6703,280,10,{"$f":"Daten!L6732","v":0},{"$f":"Daten!M6732","v":0},null,null,0,0,0,0,0,0]
[null,6706,280,10,{"$f":"Daten!L6735","v":0},{"$f":"Daten!M6735","v":0},null,null,0,0,0,0,0,0]
[null,6709,280,10,{"$f":"Daten!L6738","v":0},{"$f":"Daten!M6738","v":0},null,null,0,0,0,0,0,0]
[null,6710,280,10,{"$f":"Daten!L6739","v":0},{"$f":"Daten!M6739","v":0},null,null,0,0,0,0,0,0]
[null,6713,280,10,{"$f":"Daten!L6742","v":0},{"$f":"Daten!M6742","v":0},null,null,0,0,0,0,0,0]
[null,6718,280,10,{"$f":"Daten!L6747","v":0},{"$f":"Daten!M6747","v":0},null,null,0,0,0,0,0,0]
[null,6721,281,10,{"$f":"Daten!L6750","v":0},{"$f":"Daten!M6750","v":0},null,null,0,0,0,0,0,{"$f":"IF(L6737>0,I6737+L6737*Wirkungsgrad,I6737+L6737)","v":0}]
[null,6724,281,10,{"$f":"Daten!L6753","v":0},{"$f":"Daten!M6753","v":0},null,null,0,0,0,0,0,0]
[null,6728,281,10,{"$f":"Daten!L6757","v":0},{"$f":"Daten!M6757","v":0},null,null,0,0,0,0,0,0]
[null,6731,281,10,{"$f":"Daten!L6760","v":0},{"$f":"Daten!M6760","v":0},null,null,0,0,0,0,0,0]
[null,6734,281,10,{"$f":"Daten!L6763","v":0},{"$f":"Daten!M6763","v":0},null,null,0,0,0,0,0,0]
[null,6738,281,10,{"$f":"Daten!L6767","v":0},{"$f":"Daten!M6767","v":0},null,null,0,0,0,0,0,0]
[null,6739,281,10,{"$f":"Daten!L6768","v":0},{"$f":"Daten!M6768","v":0},null,null,0,0,0,0,0,0]
[null,6743,281,10,{"$f":"Daten!L6772","v":0},{"$f":"Daten!M6772","v":0},null,null,0,0,0,0,0,0]
[null,6746,282,10,{"$f":"Daten!L6775","v":0},{"$f":"Daten!M6775","v":0},null,null,0,0,0,0,0,0]
[null,6749,282,10,{"$f":"Daten!L6778","v":0},{"$f":"Daten!M6778","v":0},null,null,0,0,0,0,0,0]
[null,6753,282,10,{"$f":"Daten!L6782","v":0},{"$f":"Daten!M6782","v":0},null,null,0,0,0,0,0,0]
[null,6756,282,10,{"$f":"Daten!L6785","v":0},{"$f":"Daten!M6785","v":0},null,null,0,0,0,0,0,0]
[null,6759,282,10,{"$f":"Daten!L6788","v":0},{"$f":"Daten!M6788","v":0},null,null,0,0,0,0,0,0]
[null,6761,282,10,{"$f":"Daten!L6790","v":0},{"$f":"Daten!M6790","v":0},null,null,0,0,0,0,0,0]
[null,6764,282,10,{"$f":"Daten!L6793","v":0},{"$f":"Daten!M6793","v":0},null,null,0,0,0,0,0,0]
[null,6768,282,10,{"$f":"Daten!L6797","v":0},{"$f":"Daten!M6797","v":0},null,null,0,0,0,0,0,0]
[null,6771,283,10,{"$f":"Daten!L6800","v":0},{"$f":"Daten!M6800","v":0},null,null,0,0,0,0,0,0]
[null,6774,283,10,{"$f":"Daten!L6803","v":0},{"$f":"Daten!M6803","v":0},null,null,0,0,0,0,0,0]
[null,6778,283,10,{"$f":"Daten!L6807","v":0},{"$f":"Daten!M6807","v":0},null,null,0,0,0,0,0,0]
[null,6780,283,10,{"$f":"Daten!L6809","v":0},{"$f":"Daten!M6809","v":0},null,null,0,0,0,0,0,0]
[null,6783,283,10,{"$f":"Daten!L6812","v":0},{"$f":"Daten!M6812","v":0},null,null,0,0,0,0,0,0]
[null,6786,{"$f":"CEILING(B6802/24,1)","v":283},{"$f":"MONTH(C6802)","v":10},{"$f":"Daten!L6815","v":0},{"$f":"Daten!M6815","v":0},null,null,0,{"$f":"MIN(E6802,F6802+I6802)","v":0},{"$f":"E6802-J6802","v":0},{"$f":"MIN((F6802-J6802),0-I6802)","v":0},{"$f":"F6802-(J6802+L6802)","v":0},0]
[null,6789,283,10,{"$f":"Daten!L6818","v":0},{"$f":"Daten!M6818","v":0},null,null,0,0,0,0,0,0]
[null,6793,284,10,{"$f":"Daten!L6822","v":0},{"$f":"Daten!M6822","v":0},null,null,0,0,0,0,0,0]
[null,6796,284,10,{"$f":"Daten!L6825","v":0},{"$f":"Daten!M6825","v":0},null,null,0,0,0,0,0,0]
[null,6799,284,10,{"$f":"Daten!L6828","v":0},{"$f":"Daten!M6828","v":0},null,null,0,0,0,0,0,0]
[null,6803,284,10,{"$f":"Daten!L6832","v":0},{"$f":"Daten!M6832","v":0},null,null,0,0,0,0,0,0]
[null,6805,284,10,{"$f":"Daten!L6834","v":0},{"$f":"Daten!M6834","v":0},null,null,0,0,0,0,0,0]
[null,6808,284,10,{"$f":"Daten!L6837","v":0},{"$f":"Daten!M6837","v":0},null,null,0,0,0,0,0,0]
[null,6811,284,10,{"$f":"Daten!L6840","v":0},{"$f":"Daten!M6840","v":0},null,null,0,0,0,0,0,0]
[null,6814,284,10,{"$f":"Daten!L6843","v":0},{"$f":"Daten!M6843","v":0},null,null,0,0,0,0,0,0]
[null,6818,285,10,{"$f":"Daten!L6847","v":0},{"$f":"Daten!M6847","v":0},null,null,0,0,0,0,0,0]
[null,6821,285,10,{"$f":"Daten!L6850","v":0},{"$f":"Daten!M6850","v":0},null,null,0,0,0,0,0,0]
[null,6824,285,10,{"$f":"Daten!L6853","v":0},{"$f":"Daten!M6853","v":0},null,null,0,0,0,0,0,0]
[null,6826,285,10,{"$f":"Daten!L6855","v":0},{"$f":"Daten!M6855","v":0},null,null,0,0,0,0,0,0]
[null,6832,285,10,{"$f":"Daten!L6861","v":0},{"$f":"Daten!M6861","v":0},null,null,0,0,0,0,0,0]
[null,6833,285,10,{"$f":"Daten!L6862","v":0},{"$f":"Daten!M6862","v":0},null,null,0,0,0,0,0,0]
[null,6836,285,10,{"$f":"Daten!L6865","v":0},{"$f":"Daten!M6865","v":0},null,null,0,0,0,0,0,0]
[null,6839,285,10,{"$f":"Daten!L6868","v":0},{"$f":"Daten!M6868","v":0},null,null,0,0,0,0,0,0]
[null,6843,286,10,{"$f":"Daten!L6872","v":0},{"$f":"Daten!M6872","v":0},null,null,0,0,0,0,0,0]
[null,6846,286,10,{"$f":"Daten!L6875","v":0},{"$f":"Daten!M6875","v":0},null,null,0,0,0,0,0,0]
[null,6851,286,10,{"$f":"Daten!L6880","v":0},{"$f":"Daten!M6880","v":0},null,null,{"$f":"N6866","v":0},0,0,0,0,0]
[null,6854,286,10,{"$f":"Daten!L6883","v":0},{"$f":"Daten!M6883","v":0},null,null,0,0,0,0,0,0]
[null,6857,286,10,{"$f":"Daten!L6886","v":0},{"$f":"Daten!M6886","v":0},null,null,0,0,0,0,0,0]
[null,6858,286,10,{"$f":"Daten!L6887","v":0},{"$f":"Daten!M6887","v":0},null,null,0,0,0,0,0,0]
[null,6861,286,10,{"$f":"Daten!L6890","v":0},{"$f":"Daten!M6890","v":0},null,null,0,0,0,0,0,0]
[null,6864,286,10,{"$f":"Daten!L6893","v":0},{"$f":"Daten!M6893","v":0},null,null,0,0,0,0,0,0]
[null,6868,287,10,{"$f":"Daten!L6897","v":0},{"$f":"Daten!M6897","v":0},null,null,0,0,0,0,0,0]
[null,6872,287,10,{"$f":"Daten!L6901","v":0},{"$f":"Daten!M6901","v":0},null,null,0,0,0,0,0,0]
[null,6876,287,10,{"$f":"Daten!L6905","v":0},{"$f":"Daten!M6905","v":0},null,null,0,0,0,0,0,0]
[null,6879,287,10,{"$f":"Daten!L6908","v":0},{"$f":"Daten!M6908","v":0},null,null,0,0,0,0,0,0]
[null,6882,287,10,{"$f":"Daten!L6911","v":0},{"$f":"Daten!M6911","v":0},null,null,0,0,0,0,0,0]
[null,6883,287,10,{"$f":"Daten!L6912","v":0},{"$f":"Daten!M6912","v":0},null,null,0,0,0,0,0,0]
[null,6886,287,10,{"$f":"Daten!L6915","v":0},{"$f":"Daten!M6915","v":0},null,null,0,0,0,0,0,0]
[null,6890,288,10,{"$f":"Daten!L6919","v":0},{"$f":"Daten!M6919","v":0},null,null,0,0,0,0,0,0]
[null,6893,288,10,{"$f":"Daten!L6922","v":0},{"$f":"Daten!M6922","v":0},null,null,0,0,0,0,0,0]
[null,6897,288,10,{"$f":"Daten!L6926","v":0},{"$f":"Daten!M6926","v":0},null,null,0,0,0,0,0,0]
[null,6901,288,10,{"$f":"Daten!L6930","v":0},{"$f":"Daten!M6930","v":0},null,null,0,0,0,0,0,0]
[null,6904,288,10,{"$f":"Daten!L6933","v":0},{"$f":"Daten!M6933","v":0},null,null,0,0,0,0,0,0]
[null,6907,288,10,{"$f":"Daten!L6936","v":0},{"$f":"Daten!M6936","v":0},null,null,0,0,0,0,0,0]
[null,6908,288,10,{"$f":"Daten!L6937","v":0},{"$f":"Daten!M6937","v":0},null,null,0,0,0,0,0,0]
[null,6911,288,10,{"$f":"Daten!L6940","v":0},{"$f":"Daten!M6940","v":0},null,null,0,0,0,0,0,0]
[null,6915,289,10,{"$f":"Daten!L6944","v":0},{"$f":"Daten!M6944","v":0},null,null,{"$f":"N6930","v":0},0,0,0,0,0]
[null,6918,289,10,{"$f":"Daten!L6947","v":0},{"$f":"Daten!M6947","v":0},null,null,0,0,0,0,0,0]
[null,6922,289,10,{"$f":"Daten!L6951","v":0},{"$f":"Daten!M6951","v":0},null,null,0,0,0,0,0,0]
[null,6926,289,10,{"$f":"Daten!L6955","v":0},{"$f":"Daten!M6955","v":0},null,null,0,0,0,0,0,0]
[null,6929,289,10,{"$f":"Daten!L6958","v":0},{"$f":"Daten!M6958","v":0},null,null,0,0,0,0,0,0]
[null,6932,289,10,{"$f":"Daten!L6961","v":0},{"$f":"Daten!M6961","v":0},null,null,0,0,0,0,0,0]
[null,6933,289,10,{"$f":"Daten!L6962","v":0},{"$f":"Daten!M6962","v":0},null,null,0,0,0,0,0,0]
[null,6936,289,10,{"$f":"Daten!L6965","v":0},{"$f":"Daten!M6965","v":0},null,null,0,0,0,0,0,0]
[null,6939,290,10,{"$f":"Daten!L6968","v":0},{"$f":"Daten!M6968","v":0},null,null,0,0,0,0,0,0]
[null,6944,290,10,{"$f":"Daten!L6973","v":0},{"$f":"Daten!M6973","v":0},null,null,0,0,0,0,0,0]
[null,6947,290,10,{"$f":"Daten!L6976","v":0},{"$f":"Daten!M6976","v":0},null,null,0,0,0,0,0,0]
[null,6951,290,10,{"$f":"Daten!L6980","v":0},{"$f":"Daten!M6980","v":0},null,null,0,0,0,0,0,0]
[null,6954,290,10,{"$f":"Daten!L6983","v":0},{"$f":"Daten!M6983","v":0},null,null,0,0,0,0,0,0]
[null,6955,290,10,{"$f":"Daten!L6984","v":0},{"$f":"Daten!M6984","v":0},null,null,0,0,0,0,0,0]
[null,6958,290,10,{"$f":"Daten!L6987","v":0},{"$f":"Daten!M6987","v":0},null,null,0,0,0,0,0,0]
[null,6964,291,10,{"$f":"Daten!L6993","v":0},{"$f":"Daten!M6993","v":0},null,null,0,0,0,0,0,0]
[null,6966,291,10,{"$f":"Daten!L6995","v":0},{"$f":"Daten!M6995","v":0},null,null,0,0,0,0,0,0]
[null,6969,291,10,{"$f":"Daten!L6998","v":0},{"$f":"Daten!M6998","v":0},null,null,0,0,0,0,0,0]
[null,6972,291,10,{"$f":"Daten!L7001","v":0},{"$f":"Daten!M7001","v":0},null,null,0,0,0,0,0,0]
[null,6976,291,10,{"$f":"Daten!L7005","v":0},{"$f":"Daten!M7005","v":0},null,null,0,0,0,0,0,0]
[null,6979,291,10,{"$f":"Daten!L7008","v":0},{"$f":"Daten!M7008","v":0},null,null,{"$f":"N6994","v":0},0,0,0,0,0]
[null,6980,291,10,{"$f":"Daten!L7009","v":0},{"$f":"Daten!M7009","v":0},null,null,0,0,0,0,0,0]
[null,6983,291,10,{"$f":"Daten!L7012","v":0},{"$f":"Daten!M7012","v":0},null,null,0,0,0,0,0,0]
[null,6989,292,10,{"$f":"Daten!L7018","v":0},{"$f":"Daten!M7018","v":0},null,null,0,0,0,0,0,0]
[null,6991,292,10,{"$f":"Daten!L7020","v":0},{"$f":"Daten!M7020","v":0},null,null,0,0,0,0,0,0]
[null,6994,292,10,{"$f":"Daten!L7023","v":0},{"$f":"Daten!M7023","v":0},null,null,0,0,0,0,0,0]
[null,6997,292,10,{"$f":"Daten!L7026","v":0},{"$f":"Daten!M7026","v":0},null,null,0,0,0,0,0,0]
[null,7001,292,10,{"$f":"Daten!L7030","v":0},{"$f":"Daten!M7030","v":0},null,null,0,0,0,0,0,0]
[null,7004,292,10,{"$f":"Daten!L7033","v":0},{"$f":"Daten!M7033","v":0},null,null,0,0,0,0,0,0]
[null,7005,292,10,{"$f":"Daten!L7034","v":0},{"$f":"Daten!M7034","v":0},null,null,0,0,0,0,0,0]
[null,7010,293,10,{"$f":"Daten!L7039","v":0},{"$f":"Daten!M7039","v":0},null,null,0,0,0,0,0,0]
[null,7012,293,10,{"$f":"Daten!L7041","v":0},{"$f":"Daten!M7041","v":0},null,null,0,0,0,0,0,0]
[null,7016,293,10,{"$f":"Daten!L7045","v":0},{"$f":"Daten!M7045","v":0},null,null,0,0,0,0,0,0]
[null,7019,293,10,{"$f":"Daten!L7048","v":0},{"$f":"Daten!M7048","v":0},null,null,0,0,0,0,0,0]
[null,7023,293,10,{"$f":"Daten!L7052","v":0},{"$f":"Daten!M7052","v":0},null,null,0,0,0,0,0,0]
[null,7026,293,10,{"$f":"Daten!L7055","v":0},{"$f":"Daten!M7055","v":0},null,null,0,0,0,0,0,0]
[null,7029,293,10,{"$f":"Daten!L7058","v":0},{"$f":"Daten!M7058","v":0},null,null,0,0,0,0,0,0]
[null,7031,293,10,{"$f":"Daten!L7060","v":0},{"$f":"Daten!M7060","v":0},null,null,0,0,0,0,0,0]
[null,7034,294,10,{"$f":"Daten!L7063","v":0},{"$f":"Daten!M7063","v":0},null,null,0,0,0,0,0,0]
[null,7037,294,10,{"$f":"Daten!L7066","v":0},{"$f":"Daten!M7066","v":0},null,null,0,0,0,0,0,0]
[null,7041,294,10,{"$f":"Daten!L7070","v":0},{"$f":"Daten!M7070","v":0},null,null,0,0,0,0,0,{"$f":"IF(L7057>0,I7057+L7057*Wirkungsgrad,I7057+L7057)","v":0}]
[null,7044,294,10,{"$f":"Daten!L7073","v":0},{"$f":"Daten!M7073","v":0},null,null,0,0,0,0,0,0]
[null,7048,294,10,{"$f":"Daten!L7077","v":0},{"$f":"Daten!M7077","v":0},null,null,0,0,0,0,0,0]
[null,7051,294,10,{"$f":"Daten!L7080","v":0},{"$f":"Daten!M7080","v":0},null,null,0,0,0,0,0,0]
[null,7052,294,10,{"$f":"Daten!L7081","v":0},{"$f":"Daten!M7081","v":0},null,null,0,0,0,0,0,0]
[null,7056,294,10,{"$f":"Daten!L7085","v":0},{"$f":"Daten!M7085","v":0},null,null,0,0,0,0,0,0]
[null,7059,295,10,{"$f":"Daten!L7088","v":0},{"$f":"Daten!M7088","v":0},null,null,0,0,0,0,0,0]
[null,7063,295,10,{"$f":"Daten!L7092","v":0},{"$f":"Daten!M7092","v":0},null,null,0,0,0,0,0,0]
[null,7066,295,10,{"$f":"Daten!L7095","v":0},{"$f":"Daten!M7095","v":0},null,null,0,0,0,0,0,0]
[null,7069,295,10,{"$f":"Daten!L7098","v":0},{"$f":"Daten!M7098","v":0},null,null,0,0,0,0,0,0]
[null,7073,295,10,{"$f":"Daten!L7102","v":0},{"$f":"Daten!M7102","v":0},null,null,0,0,0,0,0,0]
[null,7076,295,10,{"$f":"Daten!L7105","v":0},{"$f":"Daten!M7105","v":0},null,null,0,0,0,0,0,0]
[null,7077,295,10,{"$f":"Daten!L7106","v":0},{"$f":"Daten!M7106","v":0},null,null,0,0,0,0,0,0]
[null,7081,296,10,{"$f":"Daten!L7110","v":0},{"$f":"Daten!M7110","v":0},null,null,0,0,0,0,0,0]
[null,7084,296,10,{"$f":"Daten!L7113","v":0},{"$f":"Daten!M7113","v":0},null,null,0,0,0,0,0,0]
[null,7088,296,10,{"$f":"Daten!L7117","v":0},{"$f":"Daten!M7117","v":0},null,null,0,0,0,0,0,0]
[null,7091,296,10,{"$f":"Daten!L7120","v":0},{"$f":"Daten!M7120","v":0},null,null,0,0,0,0,0,0]
[null,7094,296,10,{"$f":"Daten!L7123","v":0},{"$f":"Daten!M7123","v":0},null,null,0,0,0,0,0,0]
[null,7098,296,10,{"$f":"Daten!L7127","v":0},{"$f":"Daten!M7127","v":0},null,null,0,0,0,0,0,0]
[null,7102,296,10,{"$f":"Daten!L7131","v":0},{"$f":"Daten!M7131","v":0},null,null,0,0,0,0,0,0]
[null,7105,297,10,{"$f":"Daten!L7134","v":0},{"$f":"Daten!M7134","v":0},null,null,0,0,0,0,0,{"$f":"IF(L7121>0,I7121+L7121*Wirkungsgrad,I7121+L7121)","v":0}]
[null,7106,{"$f":"CEILING(B7122/24,1)","v":297},{"$f":"MONTH(C7122)","v":10},{"$f":"Daten!L7135","v":0},{"$f":"Daten!M7135","v":0},null,null,0,{"$f":"MIN(E7122,F7122+I7122)","v":0},{"$f":"E7122-J7122","v":0},{"$f":"MIN((F7122-J7122),0-I7122)","v":0},{"$f":"F7122-(J7122+L7122)","v":0},0]
[null,7109,297,10,{"$f":"Daten!L7138","v":0},{"$f":"Daten!M7138","v":0},null,null,0,0,0,0,0,0]
[null,7113,297,10,{"$f":"Daten!L7142","v":0},{"$f":"Daten!M7142","v":0},null,null,0,0,0,0,0,0]
[null,7116,297,10,{"$f":"Daten!L7145","v":0},{"$f":"Daten!M7145","v":0},null,null,0,0,0,0,0,0]
[null,7119,297,10,{"$f":"Daten!L7148","v":0},{"$f":"Daten!M7148","v":0},null,null,0,0,0,0,0,0]
[null,7123,297,10,{"$f":"Daten!L7152","v":0},{"$f":"Daten!M7152","v":0},null,null,0,0,0,0,0,0]
[null,7127,297,10,{"$f":"Daten!L7156","v":0},{"$f":"Daten!M7156","v":0},null,null,0,0,0,0,0,0]
[null,7128,297,10,{"$f":"Daten!L7157","v":0},{"$f":"Daten!M7157","v":0},null,null,0,0,0,0,0,0]
[null,7131,298,10,{"$f":"Daten!L7160","v":0},{"$f":"Daten!M7160","v":0},null,null,0,0,0,0,0,0]
[null,7134,298,10,{"$f":"Daten!L7163","v":0},{"$f":"Daten!M7163","v":0},null,null,0,0,0,0,0,0]
[null,7138,298,10,{"$f":"Daten!L7167","v":0},{"$f":"Daten!M7167","v":0},null,null,0,0,0,0,0,0]
[null,7141,298,10,{"$f":"Daten!L7170","v":0},{"$f":"Daten!M7170","v":0},null,null,0,0,0,0,0,0]
[null,7144,298,10,{"$f":"Daten!L7173","v":0},{"$f":"Daten!M7173","v":0},null,null,0,0,0,0,0,0]
[null,7149,298,10,{"$f":"Daten!L7178","v":0},{"$f":"Daten!M7178","v":0},null,null,0,0,0,0,0,0]
[null,7152,298,10,{"$f":"Daten!L7181","v":0},{"$f":"Daten!M7181","v":0},null,null,0,0,0,0,0,0]
[null,7153,299,10,{"$f":"Daten!L7182","v":0},{"$f":"Daten!M7182","v":0},null,null,0,0,0,0,0,0]
[null,7156,299,10,{"$f":"Daten!L7185","v":0},{"$f":"Daten!M7185","v":0},null,null,0,0,0,0,0,0]
[null,7159,299,10,{"$f":"Daten!L7188","v":0},{"$f":"Daten!M7188","v":0},null,null,0,0,0,0,0,0]
[null,7163,299,10,{"$f":"Daten!L7192","v":0},{"$f":"Daten!M7192","v":0},null,null,0,0,0,0,0,0]
[null,7166,299,10,{"$f":"Daten!L7195","v":0},{"$f":"Daten!M7195","v":0},null,null,0,0,0,0,0,0]
[null,7169,299,10,{"$f":"Daten!L7198","v":0},{"$f":"Daten!M7198","v":0},null,null,0,0,0,0,0,{"$f":"IF(L7185>0,I7185+L7185*Wirkungsgrad,I7185+L7185)","v":0}]
[null,7174,299,10,{"$f":"Daten!L7203","v":0},{"$f":"Daten!M7203","v":0},null,null,0,0,0,0,0,0]
[null,7177,300,10,{"$f":"Daten!L7206","v":0},{"$f":"Daten!M7206","v":0},null,null,0,0,0,0,0,0]
[null,7178,300,10,{"$f":"Daten!L7207","v":0},{"$f":"Daten!M7207","v":0},null,null,0,0,0,0,0,0]
[null,7181,300,10,{"$f":"Daten!L7210","v":0},{"$f":"Daten!M7210","v":0},null,null,0,0,0,0,0,0]
[null,7184,300,10,{"$f":"Daten!L7213","v":0},{"$f":"Daten!M7213","v":0},null,null,0,0,0,0,0,0]
[null,7188,300,10,{"$f":"Daten!L7217","v":0},{"$f":"Daten!M7217","v":0},null,null,0,0,0,0,0,0]
[null,7190,300,10,{"$f":"Daten!L7219","v":0},{"$f":"Daten!M7219","v":0},null,null,0,0,0,0,0,0]
[null,7196,300,10,{"$f":"Daten!L7225","v":0},{"$f":"Daten!M7225","v":0},null,null,0,0,0,0,0,0]
[null,7199,300,10,{"$f":"Daten!L7228","v":0},{"$f":"Daten!M7228","v":0},null,null,0,0,0,0,0,0]
[null,7202,301,10,{"$f":"Daten!L7231","v":0},{"$f":"Daten!M7231","v":0},null,null,0,0,0,0,0,0]
[null,7203,301,10,{"$f":"Daten!L7232","v":0},{"$f":"Daten!M7232","v":0},null,null,0,0,0,0,0,0]
[null,7206,301,10,{"$f":"Daten!L7235","v":0},{"$f":"Daten!M7235","v":0},null,null,0,0,0,0,0,0]
[null,7209,301,10,{"$f":"Daten!L7238","v":0},{"$f":"Daten!M7238","v":0},null,null,0,0,0,0,0,0]
[null,7215,301,10,{"$f":"Daten!L7244","v":0},{"$f":"Daten!M7244","v":0},null,null,0,0,0,0,0,0]
[null,7217,301,10,{"$f":"Daten!L7246","v":0},{"$f":"Daten!M7246","v":0},null,null,0,0,0,0,0,0]
[null,7221,301,10,{"$f":"Daten!L7250","v":0},{"$f":"Daten!M7250","v":0},null,null,0,0,0,0,0,0]
[null,7224,301,10,{"$f":"Daten!L7253","v":0},{"$f":"Daten!M7253","v":0},null,null,0,0,0,0,0,0]
[null,7227,302,10,{"$f":"Daten!L7256","v":0},{"$f":"Daten!M7256","v":0},null,null,0,0,0,0,0,0]
[null,7228,302,10,{"$f":"Daten!L7257","v":0},{"$f":"Daten!M7257","v":0},null,null,0,0,0,0,0,0]
[null,7231,302,10,{"$f":"Daten!L7260","v":0},{"$f":"Daten!M7260","v":0},null,null,0,0,0,0,0,0]
[null,7236,302,10,{"$f":"Daten!L7265","v":0},{"$f":"Daten!M7265","v":0},null,null,0,0,0,0,0,0]
[null,7239,302,10,{"$f":"Daten!L7268","v":0},{"$f":"Daten!M7268","v":0},null,null,0,0,0,0,0,0]
[null,7242,302,10,{"$f":"Daten!L7271","v":0},{"$f":"Daten!M7271","v":0},null,null,0,0,0,0,0,0]
[null,7246,302,10,{"$f":"Daten!L7275","v":0},{"$f":"Daten!M7275","v":0},null,null,0,0,0,0,0,0]
[null,7249,303,10,{"$f":"Daten!L7278","v":0},{"$f":"Daten!M7278","v":0},null,null,0,0,0,0,0,0]
[null,7252,303,10,{"$f":"Daten!L7281","v":0},{"$f":"Daten!M7281","v":0},null,null,0,0,0,0,0,0]
[null,7253,303,10,{"$f":"Daten!L7282","v":0},{"$f":"Daten!M7282","v":0},null,null,0,0,0,0,0,0]
[null,7256,303,10,{"$f":"Daten!L7285","v":0},{"$f":"Daten!M7285","v":0},null,null,0,0,0,0,0,0]
[null,7261,303,10,{"$f":"Daten!L7290","v":0},{"$f":"Daten!M7290","v":0},null,null,0,0,0,0,0,0]
[null,7264,303,10,{"$f":"Daten!L7293","v":0},{"$f":"Daten!M7293","v":0},null,null,0,0,0,0,0,0]
[null,7267,303,10,{"$f":"Daten!L7296","v":0},{"$f":"Daten!M7296","v":0},null,null,0,0,0,0,0,0]
[null,7271,303,10,{"$f":"Daten!L7300","v":0},{"$f":"Daten!M7300","v":0},null,null,0,0,0,0,0,0]
[null,7274,304,10,{"$f":"Daten!L7303","v":0},{"$f":"Daten!M7303","v":0},null,null,0,0,0,0,0,0]
[null,7277,304,10,{"$f":"Daten!L7306","v":0},{"$f":"Daten!M7306","v":0},null,null,0,0,0,0,0,0]
[null,7278,304,10,{"$f":"Daten!L7307","v":0},{"$f":"Daten!M7307","v":0},null,null,0,0,0,0,0,0]
[null,7282,304,10,{"$f":"Daten!L7311","v":0},{"$f":"Daten!M7311","v":0},null,null,0,0,0,0,0,0]
[null,7286,304,10,{"$f":"Daten!L7315","v":0},{"$f":"Daten!M7315","v":0},null,null,0,0,0,0,0,0]
[null,7289,304,10,{"$f":"Daten!L7318","v":0},{"$f":"Daten!M7318","v":0},null,null,0,0,0,0,0,0]
[null,7292,304,10,{"$f":"Daten!L7321","v":0},{"$f":"Daten!M7321","v":0},null,null,0,0,0,0,0,0]
[null,7296,304,10,{"$f":"Daten!L7325","v":0},{"$f":"Daten!M7325","v":0},null,null,0,0,0,0,0,0]
[null,7299,305,10,{"$f":"Daten!L7328","v":0},{"$f":"Daten!M7328","v":0},null,null,{"$f":"N7314","v":0},0,0,0,0,0]
[null,7300,305,10,{"$f":"Daten!L7329","v":0},{"$f":"Daten!M7329","v":0},null,null,0,0,0,0,0,0]
[null,7303,305,10,{"$f":"Daten!L7332","v":0},{"$f":"Daten!M7332","v":0},null,null,0,0,0,0,0,0]
[null,7307,305,10,{"$f":"Daten!L7336","v":0},{"$f":"Daten!M7336","v":0},null,null,0,0,0,0,0,0]
[null,7311,305,10,{"$f":"Daten!L7340","v":0},{"$f":"Daten!M7340","v":0},null,null,0,0,0,0,0,0]
[null,7314,305,10,{"$f":"Daten!L7343","v":0},{"$f":"Daten!M7343","v":0},null,null,0,0,0,0,0,0]
[null,7317,305,10,{"$f":"Daten!L7346","v":0},{"$f":"Daten!M7346","v":0},null,null,0,0,0,0,0,0]
[null,7321,306,11,{"$f":"Daten!L7350","v":0},{"$f":"Daten!M7350","v":0},null,null,0,0,0,0,0,0]
[null,7324,306,11,{"$f":"Daten!L7353","v":0},{"$f":"Daten!M7353","v":0},null,null,0,0,0,0,0,0]
[null,7328,306,11,{"$f":"Daten!L7357","v":0},{"$f":"Daten!M7357","v":0},null,null,0,0,0,0,0,0]
[null,7329,306,11,{"$f":"Daten!L7358","v":0},{"$f":"Daten!M7358","v":0},null,null,0,0,0,0,0,0]
[null,7332,306,11,{"$f":"Daten!L7361","v":0},{"$f":"Daten!M7361","v":0},null,null,0,0,0,0,0,0]
[null,7336,306,11,{"$f":"Daten!L7365","v":0},{"$f":"Daten!M7365","v":0},null,null,0,0,0,0,0,0]
[null,7339,306,11,{"$f":"Daten!L7368","v":0},{"$f":"Daten!M7368","v":0},null,null,0,0,0,0,0,0]
[null,7343,306,11,{"$f":"Daten!L7372","v":0},{"$f":"Daten!M7372","v":0},null,null,0,0,0,0,0,0]
[null,7346,307,11,{"$f":"Daten!L7375","v":0},{"$f":"Daten!M7375","v":0},null,null,0,0,0,0,0,0]
[null,7349,307,11,{"$f":"Daten!L7378","v":0},{"$f":"Daten!M7378","v":0},null,null,0,0,0,0,0,0]
[null,7353,307,11,{"$f":"Daten!L7382","v":0},{"$f":"Daten!M7382","v":0},null,null,0,0,0,0,0,0]
[null,7354,307,11,{"$f":"Daten!L7383","v":0},{"$f":"Daten!M7383","v":0},null,null,0,0,0,0,0,0]
[null,7357,307,11,{"$f":"Daten!L7386","v":0},{"$f":"Daten!M7386","v":0},null,null,0,0,0,0,0,0]
[null,7361,307,11,{"$f":"Daten!L7390","v":0},{"$f":"Daten!M7390","v":0},null,null,0,0,0,0,0,{"$f":"IF(L7377>0,I7377+L7377*Wirkungsgrad,I7377+L7377)","v":0}]
[null,7364,307,11,{"$f":"Daten!L7393","v":0},{"$f":"Daten!M7393","v":0},null,null,0,0,0,0,0,0]
[null,7368,307,11,{"$f":"Daten!L7397","v":0},{"$f":"Daten!M7397","v":0},null,null,0,0,0,0,0,0]
[null,7371,308,11,{"$f":"Daten!L7400","v":0},{"$f":"Daten!M7400","v":0},null,null,0,0,0,0,0,0]
[null,7374,308,11,{"$f":"Daten!L7403","v":0},{"$f":"Daten!M7403","v":0},null,null,0,0,0,0,0,0]
[null,7376,308,11,{"$f":"Daten!L7405","v":0},{"$f":"Daten!M7405","v":0},null,null,0,0,0,0,0,0]
[null,7379,308,11,{"$f":"Daten!L7408","v":0},{"$f":"Daten!M7408","v":0},null,null,0,0,0,0,0,0]
[null,7382,308,11,{"$f":"Daten!L7411","v":0},{"$f":"Daten!M7411","v":0},null,null,0,0,0,0,0,0]
[null,7386,308,11,{"$f":"Daten!L7415","v":0},{"$f":"Daten!M7415","v":0},null,null,0,0,0,0,0,0]
[null,7389,308,11,{"$f":"Daten!L7418","v":0},{"$f":"Daten!M7418","v":0},null,null,0,0,0,0,0,0]
[null,7393,309,11,{"$f":"Daten!L7422","v":0},{"$f":"Daten!M7422","v":0},null,null,0,0,0,0,0,0]
[null,7395,309,11,{"$f":"Daten!L7424","v":0},{"$f":"Daten!M7424","v":0},null,null,0,0,0,0,0,0]
[null,7400,309,11,{"$f":"Daten!L7429","v":0},{"$f":"Daten!M7429","v":0},null,null,0,0,0,0,0,0]
[null,7401,309,11,{"$f":"Daten!L7430","v":0},{"$f":"Daten!M7430","v":0},null,null,0,0,0,0,0,0]
[null,7404,309,11,{"$f":"Daten!L7433","v":0},{"$f":"Daten!M7433","v":0},null,null,0,0,0,0,0,0]
[null,7408,309,11,{"$f":"Daten!L7437","v":0},{"$f":"Daten!M7437","v":0},null,null,0,0,0,0,0,0]
[null,7411,309,11,{"$f":"Daten!L7440","v":0},{"$f":"Daten!M7440","v":0},null,null,0,0,0,0,0,0]
[null,7414,309,11,{"$f":"Daten!L7443","v":0},{"$f":"Daten!M7443","v":0},null,null,0,0,0,0,0,0]
[null,7416,309,11,{"$f":"Daten!L7445","v":0},{"$f":"Daten!M7445","v":0},null,null,0,0,0,0,0,0]
[null,7422,310,11,{"$f":"Daten!L7451","v":0},{"$f":"Daten!M7451","v":0},null,null,0,0,0,0,0,0]
[null,7425,310,11,{"$f":"Daten!L7454","v":0},{"$f":"Daten!M7454","v":0},null,null,0,0,0,0,0,{"$f":"IF(L7441>0,I7441+L7441*Wirkungsgrad,I7441+L7441)","v":0}]
[null,7426,{"$f":"CEILING(B7442/24,1)","v":310},{"$f":"MONTH(C7442)","v":11},{"$f":"Daten!L7455","v":0},{"$f":"Daten!M7455","v":0},null,null,0,{"$f":"MIN(E7442,F7442+I7442)","v":0},{"$f":"E7442-J7442","v":0},{"$f":"MIN((F7442-J7442),0-I7442)","v":0},{"$f":"F7442-(J7442+L7442)","v":0},0]
[null,7429,310,11,{"$f":"Daten!L7458","v":0},{"$f":"Daten!M7458","v":0},null,null,0,0,0,0,0,0]
[null,7433,310,11,{"$f":"Daten!L7462","v":0},{"$f":"Daten!M7462","v":0},null,null,0,0,0,0,0,0]
[null,7436,310,11,{"$f":"Daten!L7465","v":0},{"$f":"Daten!M7465","v":0},null,null,0,0,0,0,0,0]
[null,7439,310,11,{"$f":"Daten!L7468","v":0},{"$f":"Daten!M7468","v":0},null,null,0,0,0,0,0,0]
[null,7441,311,11,{"$f":"Daten!L7470","v":0},{"$f":"Daten!M7470","v":0},null,null,0,0,0,0,0,0]
[null,7447,311,11,{"$f":"Daten!L7476","v":0},{"$f":"Daten!M7476","v":0},null,null,0,0,0,0,0,0]
[null,7448,311,11,{"$f":"Daten!L7477","v":0},{"$f":"Daten!M7477","v":0},null,null,0,0,0,0,0,0]
[null,7451,311,11,{"$f":"Daten!L7480","v":0},{"$f":"Daten!M7480","v":0},null,null,0,0,0,0,0,0]
[null,7454,311,11,{"$f":"Daten!L7483","v":0},{"$f":"Daten!M7483","v":0},null,null,0,0,0,0,0,0]
[null,7458,311,11,{"$f":"Daten!L7487","v":0},{"$f":"Daten!M7487","v":0},null,null,0,0,0,0,0,0]
[null,7461,311,11,{"$f":"Daten!L7490","v":0},{"$f":"Daten!M7490","v":0},null,null,0,0,0,0,0,0]
[null,7466,312,11,{"$f":"Daten!L7495","v":0},{"$f":"Daten!M7495","v":0},null,null,0,0,0,0,0,0]
[null,7469,312,11,{"$f":"Daten!L7498","v":0},{"$f":"Daten!M7498","v":0},null,null,0,0,0,0,0,0]
[null,7472,312,11,{"$f":"Daten!L7501","v":0},{"$f":"Daten!M7501","v":0},null,null,0,0,0,0,0,0]
[null,7473,312,11,{"$f":"Daten!L7502","v":0},{"$f":"Daten!M7502","v":0},null,null,0,0,0,0,0,0]
[null,7476,312,11,{"$f":"Daten!L7505","v":0},{"$f":"Daten!M7505","v":0},null,null,0,0,0,0,0,0]
[null,7479,312,11,{"$f":"Daten!L7508","v":0},{"$f":"Daten!M7508","v":0},null,null,0,0,0,0,0,0]
[null,7483,312,11,{"$f":"Daten!L7512","v":0},{"$f":"Daten!M7512","v":0},null,null,0,0,0,0,0,0]
[null,7487,312,11,{"$f":"Daten!L7516","v":0},{"$f":"Daten!M7516","v":0},null,null,0,0,0,0,0,0]
[null,7490,{"$f":"CEILING(B7506/24,1)","v":313},{"$f":"MONTH(C7506)","v":11},{"$f":"Daten!L7519","v":0},{"$f":"Daten!M7519","v":0},null,null,0,{"$f":"MIN(E7506,F7506+I7506)","v":0},{"$f":"E7506-J7506","v":0},{"$f":"MIN((F7506-J7506),0-I7506)","v":0},{"$f":"F7506-(J7506+L7506)","v":0},0]
[null,7494,313,11,{"$f":"Daten!L7523","v":0},{"$f":"Daten!M7523","v":0},null,null,0,0,0,0,0,0]
[null,7497,313,11,{"$f":"Daten!L7526","v":0},{"$f":"Daten!M7526","v":0},null,null,0,0,0,0,0,0]
[null,7498,313,11,{"$f":"Daten!L7527","v":0},{"$f":"Daten!M7527","v":0},null,null,0,0,0,0,0,0]
[null,7501,313,11,{"$f":"Daten!L7530","v":0},{"$f":"Daten!M7530","v":0},null,null,0,0,0,0,0,0]
[null,7504,313,11,{"$f":"Daten!L7533","v":0},{"$f":"Daten!M7533","v":0},null,null,0,0,0,0,0,0]
[null,7508,313,11,{"$f":"Daten!L7537","v":0},{"$f":"Daten!M7537","v":0},null,null,0,0,0,0,0,0]
[null,7512,313,11,{"$f":"Daten!L7541","v":0},{"$f":"Daten!M7541","v":0},null,null,0,0,0,0,0,0]
[null,7516,314,11,{"$f":"Daten!L7545","v":0},{"$f":"Daten!M7545","v":0},null,null,0,0,0,0,0,0]
[null,7519,314,11,{"$f":"Daten!L7548","v":0},{"$f":"Daten!M7548","v":0},null,null,0,0,0,0,0,0]
[null,7522,314,11,{"$f":"Daten!L7551","v":0},{"$f":"Daten!M7551","v":0},null,null,0,0,0,0,0,0]
[null,7523,314,11,{"$f":"Daten!L7552","v":0},{"$f":"Daten!M7552","v":0},null,null,0,0,0,0,0,0]
[null,7526,314,11,{"$f":"Daten!L7555","v":0},{"$f":"Daten!M7555","v":0},null,null,0,0,0,0,0,0]
[null,7529,314,11,{"$f":"Daten!L7558","v":0},{"$f":"Daten!M7558","v":0},null,null,0,0,0,0,0,0]
[null,7533,314,11,{"$f":"Daten!L7562","v":0},{"$f":"Daten!M7562","v":0},null,null,0,0,0,0,0,0]
[null,7537,315,11,{"$f":"Daten!L7566","v":0},{"$f":"Daten!M7566","v":0},null,null,0,0,0,0,0,0]
[null,7541,315,11,{"$f":"Daten!L7570","v":0},{"$f":"Daten!M7570","v":0},null,null,0,0,0,0,0,0]
[null,7544,315,11,{"$f":"Daten!L7573","v":0},{"$f":"Daten!M7573","v":0},null,null,0,0,0,0,0,0]
[null,7547,315,11,{"$f":"Daten!L7576","v":0},{"$f":"Daten!M7576","v":0},null,null,0,0,0,0,0,0]
[null,7548,315,11,{"$f":"Daten!L7577","v":0},{"$f":"Daten!M7577","v":0},null,null,0,0,0,0,0,0]
[null,7551,315,11,{"$f":"Daten!L7580","v":0},{"$f":"Daten!M7580","v":0},null,null,0,0,0,0,0,0]
[null,7554,{"$f":"CEILING(B7570/24,1)","v":315},{"$f":"MONTH(C7570)","v":11},{"$f":"Daten!L7583","v":0},{"$f":"Daten!M7583","v":0},null,null,0,{"$f":"MIN(E7570,F7570+I7570)","v":0},{"$f":"E7570-J7570","v":0},{"$f":"MIN((F7570-J7570),0-I7570)","v":0},{"$f":"F7570-(J7570+L7570)","v":0},0]
[null,7559,315,11,{"$f":"Daten!L7588","v":0},{"$f":"Daten!M7588","v":0},null,null,0,0,0,0,0,0]
[null,7562,316,11,{"$f":"Daten!L7591","v":0},{"$f":"Daten!M7591","v":0},null,null,0,0,0,0,0,0]
[null,7566,316,11,{"$f":"Daten!L7595","v":0},{"$f":"Daten!M7595","v":0},null,null,0,0,0,0,0,0]
[null,7569,316,11,{"$f":"Daten!L7598","v":0},{"$f":"Daten!M7598","v":0},null,null,0,0,0,0,0,0]
[null,7572,316,11,{"$f":"Daten!L7601","v":0},{"$f":"Daten!M7601","v":0},null,null,0,0,0,0,0,0]
[null,7573,316,11,{"$f":"Daten!L7602","v":0},{"$f":"Daten!M7602","v":0},null,null,0,0,0,0,0,0]
[null,7579,316,11,{"$f":"Daten!L7608","v":0},{"$f":"Daten!M7608","v":0},null,null,0,0,0,0,0,0]
[null,7581,316,11,{"$f":"Daten!L7610","v":0},{"$f":"Daten!M7610","v":0},null,null,0,0,0,0,0,0]
[null,7584,316,11,{"$f":"Daten!L7613","v":0},{"$f":"Daten!M7613","v":0},null,null,0,0,0,0,0,0]
[null,7587,317,11,{"$f":"Daten!L7616","v":0},{"$f":"Daten!M7616","v":0},null,null,0,0,0,0,0,0]
[null,7591,317,11,{"$f":"Daten!L7620","v":0},{"$f":"Daten!M7620","v":0},null,null,0,0,0,0,0,0]
[null,7594,317,11,{"$f":"Daten!L7623","v":0},{"$f":"Daten!M7623","v":0},null,null,0,0,0,0,0,0]
[null,7597,317,11,{"$f":"Daten!L7626","v":0},{"$f":"Daten!M7626","v":0},null,null,0,0,0,0,0,0]
[null,7600,317,11,{"$f":"Daten!L7629","v":0},{"$f":"Daten!M7629","v":0},null,null,0,0,0,0,0,0]
[null,7602,317,11,{"$f":"Daten!L7631","v":0},{"$f":"Daten!M7631","v":0},null,null,0,0,0,0,0,0]
[null,7606,317,11,{"$f":"Daten!L7635","v":0},{"$f":"Daten!M7635","v":0},null,null,0,0,0,0,0,0]
[null,7609,318,11,{"$f":"Daten!L7638","v":0},{"$f":"Daten!M7638","v":0},null,null,0,0,0,0,0,0]
[null,7612,318,11,{"$f":"Daten!L7641","v":0},{"$f":"Daten!M7641","v":0},null,null,0,0,0,0,0,0]
[null,7616,318,11,{"$f":"Daten!L7645","v":0},{"$f":"Daten!M7645","v":0},null,null,0,0,0,0,0,0]
[null,7619,318,11,{"$f":"Daten!L7648","v":0},{"$f":"Daten!M7648","v":0},null,null,{"$f":"N7634","v":0},0,0,0,0,0]
[null,7620,318,11,{"$f":"Daten!L7649","v":0},{"$f":"Daten!M7649","v":0},null,null,0,0,0,0,0,0]
[null,7625,318,11,{"$f":"Daten!L7654","v":0},{"$f":"Daten!M7654","v":0},null,null,0,0,0,0,0,0]
[null,7627,318,11,{"$f":"Daten!L7656","v":0},{"$f":"Daten!M7656","v":0},null,null,0,0,0,0,0,0]
[null,7631,318,11,{"$f":"Daten!L7660","v":0},{"$f":"Daten!M7660","v":0},null,null,0,0,0,0,0,0]
[null,7634,319,11,{"$f":"Daten!L7663","v":0},{"$f":"Daten!M7663","v":0},null,null,0,0,0,0,0,0]
[null,7637,319,11,{"$f":"Daten!L7666","v":0},{"$f":"Daten!M7666","v":0},null,null,0,0,0,0,0,0]
[null,7641,319,11,{"$f":"Daten!L7670","v":0},{"$f":"Daten!M7670","v":0},null,null,0,0,0,0,0,0]
[null,7644,319,11,{"$f":"Daten!L7673","v":0},{"$f":"Daten!M7673","v":0},null,null,0,0,0,0,0,0]
[null,7646,319,11,{"$f":"Daten!L7675","v":0},{"$f":"Daten!M7675","v":0},null,null,0,0,0,0,0,0]
[null,7649,319,11,{"$f":"Daten!L7678","v":0},{"$f":"Daten!M7678","v":0},null,null,0,0,0,0,0,0]
[null,7652,319,11,{"$f":"Daten!L7681","v":0},{"$f":"Daten!M7681","v":0},null,null,0,0,0,0,0,0]
[null,7656,319,11,{"$f":"Daten!L7685","v":0},{"$f":"Daten!M7685","v":0},null,null,0,0,0,0,0,0]
[null,7659,320,11,{"$f":"Daten!L7688","v":0},{"$f":"Daten!M7688","v":0},null,null,0,0,0,0,0,0]
[null,7662,320,11,{"$f":"Daten!L7691","v":0},{"$f":"Daten!M7691","v":0},null,null,0,0,0,0,0,0]
[null,7666,320,11,{"$f":"Daten!L7695","v":0},{"$f":"Daten!M7695","v":0},null,null,0,0,0,0,0,0]
[null,7667,320,11,{"$f":"Daten!L7696","v":0},{"$f":"Daten!M7696","v":0},null,null,0,0,0,0,0,0]
[null,7671,320,11,{"$f":"Daten!L7700","v":0},{"$f":"Daten!M7700","v":0},null,null,0,0,0,0,0,0]
[null,7674,320,11,{"$f":"Daten!L7703","v":0},{"$f":"Daten!M7703","v":0},null,null,0,0,0,0,0,0]
[null,7677,320,11,{"$f":"Daten!L7706","v":0},{"$f":"Daten!M7706","v":0},null,null,0,0,0,0,0,0]
[null,7681,321,11,{"$f":"Daten!L7710","v":0},{"$f":"Daten!M7710","v":0},null,null,0,0,0,0,0,{"$f":"IF(L7697>0,I7697+L7697*Wirkungsgrad,I7697+L7697)","v":0}]
[null,7684,321,11,{"$f":"Daten!L7713","v":0},{"$f":"Daten!M7713","v":0},null,null,0,0,0,0,0,0]
[null,7688,321,11,{"$f":"Daten!L7717","v":0},{"$f":"Daten!M7717","v":0},null,null,0,0,0,0,0,0]
[null,7692,321,11,{"$f":"Daten!L7721","v":0},{"$f":"Daten!M7721","v":0},null,null,0,0,0,0,0,0]
[null,7695,321,11,{"$f":"Daten!L7724","v":0},{"$f":"Daten!M7724","v":0},null,null,0,0,0,0,0,0]
[null,7696,321,11,{"$f":"Daten!L7725","v":0},{"$f":"Daten!M7725","v":0},null,null,0,0,0,0,0,0]
[null,7699,321,11,{"$f":"Daten!L7728","v":0},{"$f":"Daten!M7728","v":0},null,null,0,0,0,0,0,0]
[null,7702,321,11,{"$f":"Daten!L7731","v":0},{"$f":"Daten!M7731","v":0},null,null,0,0,0,0,0,0]
[null,7706,322,11,{"$f":"Daten!L7735","v":0},{"$f":"Daten!M7735","v":0},null,null,0,0,0,0,0,0]
[null,7709,322,11,{"$f":"Daten!L7738","v":0},{"$f":"Daten!M7738","v":0},null,null,0,0,0,0,0,0]
[null,7713,322,11,{"$f":"Daten!L7742","v":0},{"$f":"Daten!M7742","v":0},null,null,0,0,0,0,0,0]
[null,7717,322,11,{"$f":"Daten!L7746","v":0},{"$f":"Daten!M7746","v":0},null,null,0,0,0,0,0,0]
[null,7720,322,11,{"$f":"Daten!L7749","v":0},{"$f":"Daten!M7749","v":0},null,null,0,0,0,0,0,0]
[null,7721,322,11,{"$f":"Daten!L7750","v":0},{"$f":"Daten!M7750","v":0},null,null,0,0,0,0,0,0]
[null,7724,322,11,{"$f":"Daten!L7753","v":0},{"$f":"Daten!M7753","v":0},null,null,0,0,0,0,0,0]
[null,7727,322,11,{"$f":"Daten!L7756","v":0},{"$f":"Daten!M7756","v":0},null,null,0,0,0,0,0,0]
[null,7731,323,11,{"$f":"Daten!L7760","v":0},{"$f":"Daten!M7760","v":0},null,null,0,0,0,0,0,0]
[null,7734,323,11,{"$f":"Daten!L7763","v":0},{"$f":"Daten!M7763","v":0},null,null,0,0,0,0,0,0]
[null,7738,323,11,{"$f":"Daten!L7767","v":0},{"$f":"Daten!M7767","v":0},null,null,0,0,0,0,0,0]
[null,7742,323,11,{"$f":"Daten!L7771","v":0},{"$f":"Daten!M7771","v":0},null,null,0,0,0,0,0,0]
[null,7745,323,11,{"$f":"Daten!L7774","v":0},{"$f":"Daten!M7774","v":0},null,null,0,0,0,0,0,{"$f":"IF(L7761>0,I7761+L7761*Wirkungsgrad,I7761+L7761)","v":0}]
[null,7746,{"$f":"CEILING(B7762/24,1)","v":323},{"$f":"MONTH(C7762)","v":11},{"$f":"Daten!L7775","v":0},{"$f":"Daten!M7775","v":0},null,null,0,{"$f":"MIN(E7762,F7762+I7762)","v":0},{"$f":"E7762-J7762","v":0},{"$f":"MIN((F7762-J7762),0-I7762)","v":0},{"$f":"F7762-(J7762+L7762)","v":0},0]
[null,7749,323,11,{"$f":"Daten!L7778","v":0},{"$f":"Daten!M7778","v":0},null,null,0,0,0,0,0,0]
[null,7753,324,11,{"$f":"Daten!L7782","v":0},{"$f":"Daten!M7782","v":0},null,null,0,0,0,0,0,0]
[null,7756,324,11,{"$f":"Daten!L7785","v":0},{"$f":"Daten!M7785","v":0},null,null,0,0,0,0,0,0]
[null,7759,324,11,{"$f":"Daten!L7788","v":0},{"$f":"Daten!M7788","v":0},null,null,0,0,0,0,0,0]
[null,7764,324,11,{"$f":"Daten!L7793","v":0},{"$f":"Daten!M7793","v":0},null,null,0,0,0,0,0,0]
[null,7767,324,11,{"$f":"Daten!L7796","v":0},{"$f":"Daten!M7796","v":0},null,null,0,0,0,0,0,0]
[null,7770,324,11,{"$f":"Daten!L7799","v":0},{"$f":"Daten!M7799","v":0},null,null,0,0,0,0,0,0]
[null,7771,324,11,{"$f":"Daten!L7800","v":0},{"$f":"Daten!M7800","v":0},null,null,0,0,0,0,0,0]
[null,7774,324,11,{"$f":"Daten!L7803","v":0},{"$f":"Daten!M7803","v":0},null,null,0,0,0,0,0,0]
[null,7778,325,11,{"$f":"Daten!L7807","v":0},{"$f":"Daten!M7807","v":0},null,null,0,0,0,0,0,0]
[null,7780,325,11,{"$f":"Daten!L7809","v":0},{"$f":"Daten!M7809","v":0},null,null,0,0,0,0,0,0]
[null,7785,325,11,{"$f":"Daten!L7814","v":0},{"$f":"Daten!M7814","v":0},null,null,0,0,0,0,0,0]
[null,7789,325,11,{"$f":"Daten!L7818","v":0},{"$f":"Daten!M7818","v":0},null,null,0,0,0,0,0,0]
[null,7792,325,11,{"$f":"Daten!L7821","v":0},{"$f":"Daten!M7821","v":0},null,null,0,0,0,0,0,0]
[null,7793,325,11,{"$f":"Daten!L7822","v":0},{"$f":"Daten!M7822","v":0},null,null,0,0,0,0,0,0]
[null,7796,325,11,{"$f":"Daten!L7825","v":0},{"$f":"Daten!M7825","v":0},null,null,0,0,0,0,0,0]
[null,7799,325,11,{"$f":"Daten!L7828","v":0},{"$f":"Daten!M7828","v":0},null,null,0,0,0,0,0,0]
[null,7803,326,11,{"$f":"Daten!L7832","v":0},{"$f":"Daten!M7832","v":0},null,null,0,0,0,0,0,0]
[null,7805,326,11,{"$f":"Daten!L7834","v":0},{"$f":"Daten!M7834","v":0},null,null,0,0,0,0,0,0]
[null,7810,{"$f":"CEILING(B7826/24,1)","v":326},{"$f":"MONTH(C7826)","v":11},{"$f":"Daten!L7839","v":0},{"$f":"Daten!M7839","v":0},null,null,0,{"$f":"MIN(E7826,F7826+I7826)","v":0},{"$f":"E7826-J7826","v":0},{"$f":"MIN((F7826-J7826),0-I7826)","v":0},{"$f":"F7826-(J7826+L7826)","v":0},0]
[null,7814,326,11,{"$f":"Daten!L7843","v":0},{"$f":"Daten!M7843","v":0},null,null,0,0,0,0,0,0]
[null,7817,326,11,{"$f":"Daten!L7846","v":0},{"$f":"Daten!M7846","v":0},null,null,0,0,0,0,0,0]
[null,7818,326,11,{"$f":"Daten!L7847","v":0},{"$f":"Daten!M7847","v":0},null,null,0,0,0,0,0,0]
[null,7821,326,11,{"$f":"Daten!L7850","v":0},{"$f":"Daten!M7850","v":0},null,null,0,0,0,0,0,0]
[null,7824,326,11,{"$f":"Daten!L7853","v":0},{"$f":"Daten!M7853","v":0},null,null,0,0,0,0,0,0]
[null,7830,327,11,{"$f":"Daten!L7859","v":0},{"$f":"Daten!M7859","v":0},null,null,0,0,0,0,0,0]
[null,7832,327,11,{"$f":"Daten!L7861","v":0},{"$f":"Daten!M7861","v":0},null,null,0,0,0,0,0,0]
[null,7835,327,11,{"$f":"Daten!L7864","v":0},{"$f":"Daten!M7864","v":0},null,null,0,0,0,0,0,0]
[null,7839,327,11,{"$f":"Daten!L7868","v":0},{"$f":"Daten!M7868","v":0},null,null,0,0,0,0,0,0]
[null,7842,327,11,{"$f":"Daten!L7871","v":0},{"$f":"Daten!M7871","v":0},null,null,0,0,0,0,0,0]
[null,7843,327,11,{"$f":"Daten!L7872","v":0},{"$f":"Daten!M7872","v":0},null,null,0,0,0,0,0,0]
[null,7846,327,11,{"$f":"Daten!L7875","v":0},{"$f":"Daten!M7875","v":0},null,null,0,0,0,0,0,0]
[null,7851,328,11,{"$f":"Daten!L7880","v":0},{"$f":"Daten!M7880","v":0},null,null,0,0,0,0,0,0]
[null,7854,328,11,{"$f":"Daten!L7883","v":0},{"$f":"Daten!M7883","v":0},null,null,0,0,0,0,0,0]
[null,7857,328,11,{"$f":"Daten!L7886","v":0},{"$f":"Daten!M7886","v":0},null,null,0,0,0,0,0,0]
[null,7861,328,11,{"$f":"Daten!L7890","v":0},{"$f":"Daten!M7890","v":0},null,null,0,0,0,0,0,0]
[null,7864,328,11,{"$f":"Daten!L7893","v":0},{"$f":"Daten!M7893","v":0},null,null,0,0,0,0,0,0]
[null,7867,328,11,{"$f":"Daten!L7896","v":0},{"$f":"Daten!M7896","v":0},null,null,0,0,0,0,0,0]
[null,7868,328,11,{"$f":"Daten!L7897","v":0},{"$f":"Daten!M7897","v":0},null,null,0,0,0,0,0,0]
[null,7872,328,11,{"$f":"Daten!L7901","v":0},{"$f":"Daten!M7901","v":0},null,null,0,0,0,0,0,0]
[null,7875,329,11,{"$f":"Daten!L7904","v":0},{"$f":"Daten!M7904","v":0},null,null,{"$f":"N7890","v":0},0,0,0,0,0]
[null,7879,329,11,{"$f":"Daten!L7908","v":0},{"$f":"Daten!M7908","v":0},null,null,0,0,0,0,0,0]
[null,7882,329,11,{"$f":"Daten!L7911","v":0},{"$f":"Daten!M7911","v":0},null,null,0,0,0,0,0,0]
[null,7886,329,11,{"$f":"Daten!L7915","v":0},{"$f":"Daten!M7915","v":0},null,null,0,0,0,0,0,0]
[null,7889,329,11,{"$f":"Daten!L7918","v":0},{"$f":"Daten!M7918","v":0},null,null,0,0,0,0,0,0]
[null,7892,329,11,{"$f":"Daten!L7921","v":0},{"$f":"Daten!M7921","v":0},null,null,0,0,0,0,0,0]
[null,7893,329,11,{"$f":"Daten!L7922","v":0},{"$f":"Daten!M7922","v":0},null,null,0,0,0,0,0,0]
[null,7897,330,11,{"$f":"Daten!L7926","v":0},{"$f":"Daten!M7926","v":0},null,null,0,0,0,0,0,0]
[null,7901,330,11,{"$f":"Daten!L7930","v":0},{"$f":"Daten!M7930","v":0},null,null,0,0,0,0,0,0]
[null,7904,330,11,{"$f":"Daten!L7933","v":0},{"$f":"Daten!M7933","v":0},null,null,0,0,0,0,0,0]
[null,7907,330,11,{"$f":"Daten!L7936","v":0},{"$f":"Daten!M7936","v":0},null,null,0,0,0,0,0,0]
[null,7911,330,11,{"$f":"Daten!L7940","v":0},{"$f":"Daten!M7940","v":0},null,null,0,0,0,0,0,0]
[null,7914,330,11,{"$f":"Daten!L7943","v":0},{"$f":"Daten!M7943","v":0},null,null,0,0,0,0,0,0]
[null,7917,330,11,{"$f":"Daten!L7946","v":0},{"$f":"Daten!M7946","v":0},null,null,0,0,0,0,0,0]
[null,7918,330,11,{"$f":"Daten!L7947","v":0},{"$f":"Daten!M7947","v":0},null,null,0,0,0,0,0,0]
[null,7922,331,11,{"$f":"Daten!L7951","v":0},{"$f":"Daten!M7951","v":0},null,null,0,0,0,0,0,0]
[null,7926,331,11,{"$f":"Daten!L7955","v":0},{"$f":"Daten!M7955","v":0},null,null,0,0,0,0,0,0]
[null,7929,331,11,{"$f":"Daten!L7958","v":0},{"$f":"Daten!M7958","v":0},null,null,0,0,0,0,0,0]
[null,7932,331,11,{"$f":"Daten!L7961","v":0},{"$f":"Daten!M7961","v":0},null,null,0,0,0,0,0,0]
[null,7936,331,11,{"$f":"Daten!L7965","v":0},{"$f":"Daten!M7965","v":0},null,null,0,0,0,0,0,0]
[null,7939,331,11,{"$f":"Daten!L7968","v":0},{"$f":"Daten!M7968","v":0},null,null,{"$f":"N7954","v":0},0,0,0,0,0]
[null,7943,331,11,{"$f":"Daten!L7972","v":0},{"$f":"Daten!M7972","v":0},null,null,0,0,0,0,0,0]
[null,7944,331,11,{"$f":"Daten!L7973","v":0},{"$f":"Daten!M7973","v":0},null,null,0,0,0,0,0,0]
[null,7947,332,11,{"$f":"Daten!L7976","v":0},{"$f":"Daten!M7976","v":0},null,null,0,0,0,0,0,0]
[null,7951,332,11,{"$f":"Daten!L7980","v":0},{"$f":"Daten!M7980","v":0},null,null,0,0,0,0,0,0]
[null,7954,332,11,{"$f":"Daten!L7983","v":0},{"$f":"Daten!M7983","v":0},null,null,0,0,0,0,0,0]
[null,7957,332,11,{"$f":"Daten!L7986","v":0},{"$f":"Daten!M7986","v":0},null,null,0,0,0,0,0,0]
[null,7961,332,11,{"$f":"Daten!L7990","v":0},{"$f":"Daten!M7990","v":0},null,null,0,0,0,0,0,0]
[null,7964,332,11,{"$f":"Daten!L7993","v":0},{"$f":"Daten!M7993","v":0},null,null,0,0,0,0,0,0]
[null,7966,332,11,{"$f":"Daten!L7995","v":0},{"$f":"Daten!M7995","v":0},null,null,0,0,0,0,0,0]
[null,7969,333,11,{"$f":"Daten!L7998","v":0},{"$f":"Daten!M7998","v":0},null,null,0,0,0,0,0,0]
[null,7972,333,11,{"$f":"Daten!L8001","v":0},{"$f":"Daten!M8001","v":0},null,null,0,0,0,0,0,0]
[null,7976,333,11,{"$f":"Daten!L8005","v":0},{"$f":"Daten!M8005","v":0},null,null,0,0,0,0,0,0]
[null,7979,333,11,{"$f":"Daten!L8008","v":0},{"$f":"Daten!M8008","v":0},null,null,0,0,0,0,0,0]
[null,7982,333,11,{"$f":"Daten!L8011","v":0},{"$f":"Daten!M8011","v":0},null,null,0,0,0,0,0,0]
[null,7986,333,11,{"$f":"Daten!L8015","v":0},{"$f":"Daten!M8015","v":0},null,null,0,0,0,0,0,0]
[null,7989,333,11,{"$f":"Daten!L8018","v":0},{"$f":"Daten!M8018","v":0},null,null,0,0,0,0,0,0]
[null,7991,333,11,{"$f":"Daten!L8020","v":0},{"$f":"Daten!M8020","v":0},null,null,0,0,0,0,0,0]
[null,7994,334,11,{"$f":"Daten!L8023","v":0},{"$f":"Daten!M8023","v":0},null,null,0,0,0,0,0,0]
[null,7997,334,11,{"$f":"Daten!L8026","v":0},{"$f":"Daten!M8026","v":0},null,null,0,0,0,0,0,0]
[null,8001,334,11,{"$f":"Daten!L8030","v":0},{"$f":"Daten!M8030","v":0},null,null,0,0,0,0,0,{"$f":"IF(L8017>0,I8017+L8017*Wirkungsgrad,I8017+L8017)","v":0}]
[null,8004,334,11,{"$f":"Daten!L8033","v":0},{"$f":"Daten!M8033","v":0},null,null,0,0,0,0,0,0]
[null,8007,334,11,{"$f":"Daten!L8036","v":0},{"$f":"Daten!M8036","v":0},null,null,0,0,0,0,0,0]
[null,8010,334,11,{"$f":"Daten!L8039","v":0},{"$f":"Daten!M8039","v":0},null,null,0,0,0,0,0,0]
[null,8015,334,11,{"$f":"Daten!L8044","v":0},{"$f":"Daten!M8044","v":0},null,null,0,0,0,0,0,0]
[null,8016,334,11,{"$f":"Daten!L8045","v":0},{"$f":"Daten!M8045","v":0},null,null,0,0,0,0,0,0]
[null,8019,335,11,{"$f":"Daten!L8048","v":0},{"$f":"Daten!M8048","v":0},null,null,0,0,0,0,0,0]
[null,8022,335,11,{"$f":"Daten!L8051","v":0},{"$f":"Daten!M8051","v":0},null,null,0,0,0,0,0,0]
[null,8026,335,11,{"$f":"Daten!L8055","v":0},{"$f":"Daten!M8055","v":0},null,null,0,0,0,0,0,0]
[null,8029,335,11,{"$f":"Daten!L8058","v":0},{"$f":"Daten!M8058","v":0},null,null,0,0,0,0,0,0]
[null,8031,335,11,{"$f":"Daten!L8060","v":0},{"$f":"Daten!M8060","v":0},null,null,0,0,0,0,0,0]
[null,8037,335,11,{"$f":"Daten!L8066","v":0},{"$f":"Daten!M8066","v":0},null,null,0,0,0,0,0,0]
[null,8040,335,11,{"$f":"Daten!L8069","v":0},{"$f":"Daten!M8069","v":0},null,null,0,0,0,0,0,0]
[null,8041,336,12,{"$f":"Daten!L8070","v":0},{"$f":"Daten!M8070","v":0},null,null,0,0,0,0,0,0]
[null,8044,336,12,{"$f":"Daten!L8073","v":0},{"$f":"Daten!M8073","v":0},null,null,0,0,0,0,0,0]
[null,8047,336,12,{"$f":"Daten!L8076","v":0},{"$f":"Daten!M8076","v":0},null,null,0,0,0,0,0,0]
[null,8051,336,12,{"$f":"Daten!L8080","v":0},{"$f":"Daten!M8080","v":0},null,null,0,0,0,0,0,0]
[null,8056,336,12,{"$f":"Daten!L8085","v":0},{"$f":"Daten!M8085","v":0},null,null,0,0,0,0,0,0]
[null,8059,336,12,{"$f":"Daten!L8088","v":0},{"$f":"Daten!M8088","v":0},null,null,0,0,0,0,0,0]
[null,8062,336,12,{"$f":"Daten!L8091","v":0},{"$f":"Daten!M8091","v":0},null,null,0,0,0,0,0,0]
[null,8065,337,12,{"$f":"Daten!L8094","v":0},{"$f":"Daten!M8094","v":0},null,null,0,0,0,0,0,{"$f":"IF(L8081>0,I8081+L8081*Wirkungsgrad,I8081+L8081)","v":0}]
[null,8066,{"$f":"CEILING(B8082/24,1)","v":337},{"$f":"MONTH(C8082)","v":12},{"$f":"Daten!L8095","v":0},{"$f":"Daten!M8095","v":0},null,null,0,{"$f":"MIN(E8082,F8082+I8082)","v":0},{"$f":"E8082-J8082","v":0},{"$f":"MIN((F8082-J8082),0-I8082)","v":0},{"$f":"F8082-(J8082+L8082)","v":0},0]
[null,8069,337,12,{"$f":"Daten!L8098","v":0},{"$f":"Daten!M8098","v":0},null,null,0,0,0,0,0,0]
[null,8073,337,12,{"$f":"Daten!L8102","v":0},{"$f":"Daten!M8102","v":0},null,null,0,0,0,0,0,0]
[null,8076,337,12,{"$f":"Daten!L8105","v":0},{"$f":"Daten!M8105","v":0},null,null,0,0,0,0,0,0]
[null,8081,337,12,{"$f":"Daten!L8110","v":0},{"$f":"Daten!M8110","v":0},null,null,0,0,0,0,0,0]
[null,8084,337,12,{"$f":"Daten!L8113","v":0},{"$f":"Daten!M8113","v":0},null,null,0,0,0,0,0,0]
[null,8087,337,12,{"$f":"Daten!L8116","v":0},{"$f":"Daten!M8116","v":0},null,null,0,0,0,0,0,0]
[null,8090,338,12,{"$f":"Daten!L8119","v":0},{"$f":"Daten!M8119","v":0},null,null,0,0,0,0,0,0]
[null,8091,338,12,{"$f":"Daten!L8120","v":0},{"$f":"Daten!M8120","v":0},null,null,0,0,0,0,0,0]
[null,8094,338,12,{"$f":"Daten!L8123","v":0},{"$f":"Daten!M8123","v":0},null,null,0,0,0,0,0,0]
[null,8098,338,12,{"$f":"Daten!L8127","v":0},{"$f":"Daten!M8127","v":0},null,null,0,0,0,0,0,0]
[null,8102,338,12,{"$f":"Daten!L8131","v":0},{"$f":"Daten!M8131","v":0},null,null,0,0,0,0,0,0]
[null,8105,338,12,{"$f":"Daten!L8134","v":0},{"$f":"Daten!M8134","v":0},null,null,0,0,0,0,0,0]
[null,8109,338,12,{"$f":"Daten!L8138","v":0},{"$f":"Daten!M8138","v":0},null,null,0,0,0,0,0,0]
[null,8112,338,12,{"$f":"Daten!L8141","v":0},{"$f":"Daten!M8141","v":0},null,null,0,0,0,0,0,0]
[null,8115,339,12,{"$f":"Daten!L8144","v":0},{"$f":"Daten!M8144","v":0},null,null,0,0,0,0,0,0]
[null,8116,339,12,{"$f":"Daten!L8145","v":0},{"$f":"Daten!M8145","v":0},null,null,0,0,0,0,0,0]
[null,8119,339,12,{"$f":"Daten!L8148","v":0},{"$f":"Daten!M8148","v":0},null,null,0,0,0,0,0,0]
[null,8123,339,12,{"$f":"Daten!L8152","v":0},{"$f":"Daten!M8152","v":0},null,null,0,0,0,0,0,0]
[null,8127,339,12,{"$f":"Daten!L8156","v":0},{"$f":"Daten!M8156","v":0},null,null,0,0,0,0,0,0]
[null,8130,{"$f":"CEILING(B8146/24,1)","v":339},{"$f":"MONTH(C8146)","v":12},{"$f":"Daten!L8159","v":0},{"$f":"Daten!M8159","v":0},null,null,0,{"$f":"MIN(E8146,F8146+I8146)","v":0},{"$f":"E8146-J8146","v":0},{"$f":"MIN((F8146-J8146),0-I8146)","v":0},{"$f":"F8146-(J8146+L8146)","v":0},0]
[null,8134,339,12,{"$f":"Daten!L8163","v":0},{"$f":"Daten!M8163","v":0},null,null,0,0,0,0,0,0]
[null,8137,340,12,{"$f":"Daten!L8166","v":0},{"$f":"Daten!M8166","v":0},null,null,0,0,0,0,0,0]
[null,8138,340,12,{"$f":"Daten!L8167","v":0},{"$f":"Daten!M8167","v":0},null,null,0,0,0,0,0,0]
[null,8141,340,12,{"$f":"Daten!L8170","v":0},{"$f":"Daten!M8170","v":0},null,null,0,0,0,0,0,0]
[null,8144,340,12,{"$f":"Daten!L8173","v":0},{"$f":"Daten!M8173","v":0},null,null,0,0,0,0,0,0]
[null,8149,340,12,{"$f":"Daten!L8178","v":0},{"$f":"Daten!M8178","v":0},null,null,0,0,0,0,0,0]
[null,8152,340,12,{"$f":"Daten!L8181","v":0},{"$f":"Daten!M8181","v":0},null,null,0,0,0,0,0,0]
[null,8155,340,12,{"$f":"Daten!L8184","v":0},{"$f":"Daten!M8184","v":0},null,null,0,0,0,0,0,0]
[null,8159,340,12,{"$f":"Daten!L8188","v":0},{"$f":"Daten!M8188","v":0},null,null,0,0,0,0,0,0]
[null,8162,341,12,{"$f":"Daten!L8191","v":0},{"$f":"Daten!M8191","v":0},null,null,0,0,0,0,0,0]
[null,8163,341,12,{"$f":"Daten!L8192","v":0},{"$f":"Daten!M8192","v":0},null,null,0,0,0,0,0,0]
[null,8166,341,12,{"$f":"Daten!L8195","v":0},{"$f":"Daten!M8195","v":0},null,null,0,0,0,0,0,0]
[null,8169,341,12,{"$f":"Daten!L8198","v":0},{"$f":"Daten!M8198","v":0},null,null,0,0,0,0,0,0]
[null,8174,341,12,{"$f":"Daten!L8203","v":0},{"$f":"Daten!M8203","v":0},null,null,0,0,0,0,0,0]
[null,8177,341,12,{"$f":"Daten!L8206","v":0},{"$f":"Daten!M8206","v":0},null,null,0,0,0,0,0,0]
[null,8181,341,12,{"$f":"Daten!L8210","v":0},{"$f":"Daten!M8210","v":0},null,null,0,0,0,0,0,0]
[null,8184,341,12,{"$f":"Daten!L8213","v":0},{"$f":"Daten!M8213","v":0},null,null,0,0,0,0,0,0]
[null,8187,342,12,{"$f":"Daten!L8216","v":0},{"$f":"Daten!M8216","v":0},null,null,0,0,0,0,0,0]
[null,8188,342,12,{"$f":"Daten!L8217","v":0},{"$f":"Daten!M8217","v":0},null,null,0,0,0,0,0,0]
[null,8194,{"$f":"CEILING(B8210/24,1)","v":342},{"$f":"MONTH(C8210)","v":12},{"$f":"Daten!L8223","v":0},{"$f":"Daten!M8223","v":0},null,null,0,{"$f":"MIN(E8210,F8210+I8210)","v":0},{"$f":"E8210-J8210","v":0},{"$f":"MIN((F8210-J8210),0-I8210)","v":0},{"$f":"F8210-(J8210+L8210)","v":0},0]
[null,8195,342,12,{"$f":"Daten!L8224","v":0},{"$f":"Daten!M8224","v":0},null,null,{"$f":"N8210","v":0},0,0,0,0,0]
[null,8199,342,12,{"$f":"Daten!L8228","v":0},{"$f":"Daten!M8228","v":0},null,null,0,0,0,0,0,0]
[null,8202,342,12,{"$f":"Daten!L8231","v":0},{"$f":"Daten!M8231","v":0},null,null,0,0,0,0,0,0]
[null,8206,342,12,{"$f":"Daten!L8235","v":0},{"$f":"Daten!M8235","v":0},null,null,0,0,0,0,0,0]
[null,8209,343,12,{"$f":"Daten!L8238","v":0},{"$f":"Daten!M8238","v":0},null,null,0,0,0,0,0,0]
[null,8212,343,12,{"$f":"Daten!L8241","v":0},{"$f":"Daten!M8241","v":0},null,null,0,0,0,0,0,0]
[null,8215,343,12,{"$f":"Daten!L8244","v":0},{"$f":"Daten!M8244","v":0},null,null,0,0,0,0,0,0]
[null,8217,343,12,{"$f":"Daten!L8246","v":0},{"$f":"Daten!M8246","v":0},null,null,0,0,0,0,0,0]
[null,8220,343,12,{"$f":"Daten!L8249","v":0},{"$f":"Daten!M8249","v":0},null,null,0,0,0,0,0,0]
[null,8224,343,12,{"$f":"Daten!L8253","v":0},{"$f":"Daten!M8253","v":0},null,null,0,0,0,0,0,0]
[null,8227,343,12,{"$f":"Daten!L8256","v":0},{"$f":"Daten!M8256","v":0},null,null,0,0,0,0,0,0]
[null,8231,343,12,{"$f":"Daten!L8260","v":0},{"$f":"Daten!M8260","v":0},null,null,0,0,0,0,0,0]
[null,8234,344,12,{"$f":"Daten!L8263","v":0},{"$f":"Daten!M8263","v":0},null,null,0,0,0,0,0,0]
[null,8236,344,12,{"$f":"Daten!L8265","v":0},{"$f":"Daten!M8265","v":0},null,null,0,0,0,0,0,0]
[null,8239,344,12,{"$f":"Daten!L8268","v":0},{"$f":"Daten!M8268","v":0},null,null,0,0,0,0,0,0]
[null,8242,344,12,{"$f":"Daten!L8271","v":0},{"$f":"Daten!M8271","v":0},null,null,0,0,0,0,0,0]
[null,8246,344,12,{"$f":"Daten!L8275","v":0},{"$f":"Daten!M8275","v":0},null,null,0,0,0,0,0,0]
[null,8249,344,12,{"$f":"Daten!L8278","v":0},{"$f":"Daten!M8278","v":0},null,null,0,0,0,0,0,0]
[null,8252,344,12,{"$f":"Daten!L8281","v":0},{"$f":"Daten!M8281","v":0},null,null,0,0,0,0,0,0]
[null,8256,344,12,{"$f":"Daten!L8285","v":0},{"$f":"Daten!M8285","v":0},null,null,0,0,0,0,0,0]
[null,8257,345,12,{"$f":"Daten!L8286","v":0},{"$f":"Daten!M8286","v":0},null,null,0,0,0,0,0,{"$f":"IF(L8273>0,I8273+L8273*Wirkungsgrad,I8273+L8273)","v":0}]
[null,8261,345,12,{"$f":"Daten!L8290","v":0},{"$f":"Daten!M8290","v":0},null,null,0,0,0,0,0,0]
[null,8262,345,12,{"$f":"Daten!L8291","v":0},{"$f":"Daten!M8291","v":0},null,null,0,0,0,0,0,0]
[null,8263,345,12,{"$f":"Daten!L8292","v":0},{"$f":"Daten!M8292","v":0},null,null,0,0,0,0,0,0]
[null,8264,345,12,{"$f":"Daten!L8293","v":0},{"$f":"Daten!M8293","v":0},null,null,0,0,0,0,0,0]
[null,8265,345,12,{"$f":"Daten!L8294","v":0},{"$f":"Daten!M8294","v":0},null,null,0,0,0,0,0,0]
[null,8266,345,12,{"$f":"Daten!L8295","v":0},{"$f":"Daten!M8295","v":0},null,null,0,0,0,0,0,0]
[null,8267,345,12,{"$f":"Daten!L8296","v":0},{"$f":"Daten!M8296","v":0},null,null,0,0,0,0,0,0]
[null,8268,345,12,{"$f":"Daten!L8297","v":0},{"$f":"Daten!M8297","v":0},null,null,0,0,0,0,0,0]
[null,8269,345,12,{"$f":"Daten!L8298","v":0},{"$f":"Daten!M8298","v":0},null,null,0,0,0,0,0,0]
[null,8270,345,12,{"$f":"Daten!L8299","v":0},{"$f":"Daten!M8299","v":0},null,null,0,0,0,0,0,0]
[null,8271,345,12,{"$f":"Daten!L8300","v":0},{"$f":"Daten!M8300","v":0},null,null,0,0,0,0,0,0]
[null,8272,345,12,{"$f":"Daten!L8301","v":0},{"$f":"Daten!M8301","v":0},null,null,0,0,0,0,0,0]
[null,8273,345,12,{"$f":"Daten!L8302","v":0},{"$f":"Daten!M8302","v":0},null,null,0,0,0,0,0,0]
[null,8274,345,12,{"$f":"Daten!L8303","v":0},{"$f":"Daten!M8303","v":0},null,null,0,0,0,0,0,0]
[null,8275,345,12,{"$f":"Daten!L8304","v":0},{"$f":"Daten!M8304","v":0},null,null,0,0,0,0,0,0]
[null,8276,345,12,{"$f":"Daten!L8305","v":0},{"$f":"Daten!M8305","v":0},null,null,0,0,0,0,0,0]
[null,8277,345,12,{"$f":"Daten!L8306","v":0},{"$f":"Daten!M8306","v":0},null,null,0,0,0,0,0,0]
[null,8278,345,12,{"$f":"Daten!L8307","v":0},{"$f":"Daten!M8307","v":0},null,null,0,0,0,0,0,0]
[null,8279,345,12,{"$f":"Daten!L8308","v":0},{"$f":"Daten!M8308","v":0},null,null,0,0,0,0,0,0]
[null,8280,345,12,{"$f":"Daten!L8309","v":0},{"$f":"Daten!M8309","v":0},null,null,0,0,0,0,0,0]
[null,8281,346,12,{"$f":"Daten!L8310","v":0},{"$f":"Daten!M8310","v":0},null,null,0,0,0,0,0,0]
[null,8282,346,12,{"$f":"Daten!L8311","v":0},{"$f":"Daten!M8311","v":0},null,null,0,0,0,0,0,0]
[null,8283,346,12,{"$f":"Daten!L8312","v":0},{"$f":"Daten!M8312","v":0},null,null,0,0,0,0,0,0]
[null,8284,346,12,{"$f":"Daten!L8313","v":0},{"$f":"Daten!M8313","v":0},null,null,0,0,0,0,0,0]
[null,8285,346,12,{"$f":"Daten!L8314","v":0},{"$f":"Daten!M8314","v":0},null,null,0,0,0,0,0,0]
[null,8286,346,12,{"$f":"Daten!L8315","v":0},{"$f":"Daten!M8315","v":0},null,null,0,0,0,0,0,0]
[null,8287,346,12,{"$f":"Daten!L8316","v":0},{"$f":"Daten!M8316","v":0},null,null,0,0,0,0,0,0]
[null,8288,346,12,{"$f":"Daten!L8317","v":0},{"$f":"Daten!M8317","v":0},null,null,0,0,0,0,0,0]
[null,8289,346,12,{"$f":"Daten!L8318","v":0},{"$f":"Daten!M8318","v":0},null,null,0,0,0,0,0,0]
[null,8290,346,12,{"$f":"Daten!L8319","v":0},{"$f":"Daten!M8319","v":0},null,null,0,0,0,0,0,0]
[null,8291,346,12,{"$f":"Daten!L8320","v":0},{"$f":"Daten!M8320","v":0},null,null,0,0,0,0,0,0]
[null,8292,346,12,{"$f":"Daten!L8321","v":0},{"$f":"Daten!M8321","v":0},null,null,0,0,0,0,0,0]
[null,8293,346,12,{"$f":"Daten!L8322","v":0},{"$f":"Daten!M8322","v":0},null,null,0,0,0,0,0,0]
[null,8294,346,12,{"$f":"Daten!L8323","v":0},{"$f":"Daten!M8323","v":0},null,null,0,0,0,0,0,0]
[null,8295,346,12,{"$f":"Daten!L8324","v":0},{"$f":"Daten!M8324","v":0},null,null,0,0,0,0,0,0]
[null,8296,346,12,{"$f":"Daten!L8325","v":0},{"$f":"Daten!M8325","v":0},null,null,0,0,0,0,0,0]
[null,8297,346,12,{"$f":"Daten!L8326","v":0},{"$f":"Daten!M8326","v":0},null,null,0,0,0,0,0,0]
[null,8298,346,12,{"$f":"Daten!L8327","v":0},{"$f":"Daten!M8327","v":0},null,null,0,0,0,0,0,0]
[null,8299,346,12,{"$f":"Daten!L8328","v":0},{"$f":"Daten!M8328","v":0},null,null,0,0,0,0,0,0]
[null,8300,346,12,{"$f":"Daten!L8329","v":0},{"$f":"Daten!M8329","v":0},null,null,0,0,0,0,0,0]
[null,8301,346,12,{"$f":"Daten!L8330","v":0},{"$f":"Daten!M8330","v":0},null,null,0,0,0,0,0,0]
[null,8302,346,12,{"$f":"Daten!L8331","v":0},{"$f":"Daten!M8331","v":0},null,null,0,0,0,0,0,0]
[null,8303,346,12,{"$f":"Daten!L8332","v":0},{"$f":"Daten!M8332","v":0},null,null,0,0,0,0,0,0]
[null,8304,346,12,{"$f":"Daten!L8333","v":0},{"$f":"Daten!M8333","v":0},null,null,0,0,0,0,0,0]
[null,8305,347,12,{"$f":"Daten!L8334","v":0},{"$f":"Daten!M8334","v":0},null,null,0,0,0,0,0,0]
[null,8306,347,12,{"$f":"Daten!L8335","v":0},{"$f":"Daten!M8335","v":0},null,null,0,0,0,0,0,0]
[null,8307,347,12,{"$f":"Daten!L8336","v":0},{"$f":"Daten!M8336","v":0},null,null,0,0,0,0,0,0]
[null,8308,347,12,{"$f":"Daten!L8337","v":0},{"$f":"Daten!M8337","v":0},null,null,0,0,0,0,0,0]
[null,8309,347,12,{"$f":"Daten!L8338","v":0},{"$f":"Daten!M8338","v":0},null,null,0,0,0,0,0,0]
[null,8310,347,12,{"$f":"Daten!L8339","v":0},{"$f":"Daten!M8339","v":0},null,null,0,0,0,0,0,0]
[null,8311,347,12,{"$f":"Daten!L8340","v":0},{"$f":"Daten!M8340","v":0},null,null,0,0,0,0,0,0]
[null,8312,347,12,{"$f":"Daten!L8341","v":0},{"$f":"Daten!M8341","v":0},null,null,0,0,0,0,0,0]
[null,8313,347,12,{"$f":"Daten!L8342","v":0},{"$f":"Daten!M8342","v":0},null,null,0,0,0,0,0,0]
[null,8314,347,12,{"$f":"Daten!L8343","v":0},{"$f":"Daten!M8343","v":0},null,null,0,0,0,0,0,0]
[null,8315,347,12,{"$f":"Daten!L8344","v":0},{"$f":"Daten!M8344","v":0},null,null,0,0,0,0,0,0]
[null,8316,347,12,{"$f":"Daten!L8345","v":0},{"$f":"Daten!M8345","v":0},null,null,0,0,0,0,0,0]
[null,8317,347,12,{"$f":"Daten!L8346","v":0},{"$f":"Daten!M8346","v":0},null,null,0,0,0,0,0,0]
[null,8318,347,12,{"$f":"Daten!L8347","v":0},{"$f":"Daten!M8347","v":0},null,null,0,0,0,0,0,0]
[null,8319,347,12,{"$f":"Daten!L8348","v":0},{"$f":"Daten!M8348","v":0},null,null,0,0,0,0,0,0]
[null,8320,347,12,{"$f":"Daten!L8349","v":0},{"$f":"Daten!M8349","v":0},null,null,0,0,0,0,0,0]
[null,8321,347,12,{"$f":"Daten!L8350","v":0},{"$f":"Daten!M8350","v":0},null,null,0,0,0,0,0,{"$f":"IF(L8337>0,I8337+L8337*Wirkungsgrad,I8337+L8337)","v":0}]
[null,8322,{"$f":"CEILING(B8338/24,1)","v":347},{"$f":"MONTH(C8338)","v":12},{"$f":"Daten!L8351","v":0},{"$f":"Daten!M8351","v":0},null,null,0,{"$f":"MIN(E8338,F8338+I8338)","v":0},{"$f":"E8338-J8338","v":0},{"$f":"MIN((F8338-J8338),0-I8338)","v":0},{"$f":"F8338-(J8338+L8338)","v":0},0]
[null,8323,347,12,{"$f":"Daten!L8352","v":0},{"$f":"Daten!M8352","v":0},null,null,{"$f":"N8338","v":0},0,0,0,0,0]
[null,8324,347,12,{"$f":"Daten!L8353","v":0},{"$f":"Daten!M8353","v":0},null,null,0,0,0,0,0,0]
[null,8325,347,12,{"$f":"Daten!L8354","v":0},{"$f":"Daten!M8354","v":0},null,null,0,0,0,0,0,0]
[null,8326,347,12,{"$f":"Daten!L8355","v":0},{"$f":"Daten!M8355","v":0},null,null,0,0,0,0,0,0]
[null,8327,347,12,{"$f":"Daten!L8356","v":0},{"$f":"Daten!M8356","v":0},null,null,0,0,0,0,0,0]
[null,8328,347,12,{"$f":"Daten!L8357","v":0},{"$f":"Daten!M8357","v":0},null,null,0,0,0,0,0,0]
[null,8329,348,12,{"$f":"Daten!L8358","v":0},{"$f":"Daten!M8358","v":0},null,null,0,0,0,0,0,0]
[null,8330,348,12,{"$f":"Daten!L8359","v":0},{"$f":"Daten!M8359","v":0},null,null,0,0,0,0,0,0]
[null,8331,348,12,{"$f":"Daten!L8360","v":0},{"$f":"Daten!M8360","v":0},null,null,0,0,0,0,0,0]
[null,8332,348,12,{"$f":"Daten!L8361","v":0},{"$f":"Daten!M8361","v":0},null,null,0,0,0,0,0,0]
[null,8333,348,12,{"$f":"Daten!L8362","v":0},{"$f":"Daten!M8362","v":0},null,null,0,0,0,0,0,0]
[null,8334,348,12,{"$f":"Daten!L8363","v":0},{"$f":"Daten!M8363","v":0},null,null,0,0,0,0,0,0]
[null,8335,348,12,{"$f":"Daten!L8364","v":0},{"$f":"Daten!M8364","v":0},null,null,0,0,0,0,0,0]
[null,8336,348,12,{"$f":"Daten!L8365","v":0},{"$f":"Daten!M8365","v":0},null,null,0,0,0,0,0,0]
[null,8337,348,12,{"$f":"Daten!L8366","v":0},{"$f":"Daten!M8366","v":0},null,null,0,0,0,0,0,0]
[null,8338,348,12,{"$f":"Daten!L8367","v":0},{"$f":"Daten!M8367","v":0},null,null,0,0,0,0,0,0]
[null,8339,348,12,{"$f":"Daten!L8368","v":0},{"$f":"Daten!M8368","v":0},null,null,0,0,0,0,0,0]
[null,8340,348,12,{"$f":"Daten!L8369","v":0},{"$f":"Daten!M8369","v":0},null,null,0,0,0,0,0,0]
[null,8341,348,12,{"$f":"Daten!L8370","v":0},{"$f":"Daten!M8370","v":0},null,null,0,0,0,0,0,0]
[null,8342,348,12,{"$f":"Daten!L8371","v":0},{"$f":"Daten!M8371","v":0},null,null,0,0,0,0,0,0]
[null,8343,348,12,{"$f":"Daten!L8372","v":0},{"$f":"Daten!M8372","v":0},null,null,0,0,0,0,0,0]
[null,8344,348,12,{"$f":"Daten!L8373","v":0},{"$f":"Daten!M8373","v":0},null,null,0,0,0,0,0,0]
[null,8345,348,12,{"$f":"Daten!L8374","v":0},{"$f":"Daten!M8374","v":0},null,null,0,0,0,0,0,0]
[null,8346,348,12,{"$f":"Daten!L8375","v":0},{"$f":"Daten!M8375","v":0},null,null,0,0,0,0,0,0]
[null,8347,348,12,{"$f":"Daten!L8376","v":0},{"$f":"Daten!M8376","v":0},null,null,0,0,0,0,0,0]
[null,8348,348,12,{"$f":"Daten!L8377","v":0},{"$f":"Daten!M8377","v":0},null,null,0,0,0,0,0,0]
[null,8349,348,12,{"$f":"Daten!L8378","v":0},{"$f":"Daten!M8378","v":0},null,null,0,0,0,0,0,0]
[null,8350,348,12,{"$f":"Daten!L8379","v":0},{"$f":"Daten!M8379","v":0},null,null,0,0,0,0,0,0]
[null,8351,348,12,{"$f":"Daten!L8380","v":0},{"$f":"Daten!M8380","v":0},null,null,0,0,0,0,0,0]
[null,8352,348,12,{"$f":"Daten!L8381","v":0},{"$f":"Daten!M8381","v":0},null,null,0,0,0,0,0,0]
[null,8353,349,12,{"$f":"Daten!L8382","v":0},{"$f":"Daten!M8382","v":0},null,null,0,0,0,0,0,0]
[null,8354,349,12,{"$f":"Daten!L8383","v":0},{"$f":"Daten!M8383","v":0},null,null,0,0,0,0,0,0]
[null,8355,349,12,{"$f":"Daten!L8384","v":0},{"$f":"Daten!M8384","v":0},null,null,0,0,0,0,0,0]
[null,8356,349,12,{"$f":"Daten!L8385","v":0},{"$f":"Daten!M8385","v":0},null,null,0,0,0,0,0,0]
[null,8357,349,12,{"$f":"Daten!L8386","v":0},{"$f":"Daten!M8386","v":0},null,null,0,0,0,0,0,0]
[null,8358,349,12,{"$f":"Daten!L8387","v":0},{"$f":"Daten!M8387","v":0},null,null,0,0,0,0,0,0]
[null,8359,349,12,{"$f":"Daten!L8388","v":0},{"$f":"Daten!M8388","v":0},null,null,0,0,0,0,0,0]
[null,8360,349,12,{"$f":"Daten!L8389","v":0},{"$f":"Daten!M8389","v":0},null,null,0,0,0,0,0,0]
[null,8361,349,12,{"$f":"Daten!L8390","v":0},{"$f":"Daten!M8390","v":0},null,null,0,0,0,0,0,0]
[null,8362,349,12,{"$f":"Daten!L8391","v":0},{"$f":"Daten!M8391","v":0},null,null,0,0,0,0,0,0]
[null,8363,349,12,{"$f":"Daten!L8392","v":0},{"$f":"Daten!M8392","v":0},null,null,0,0,0,0,0,0]
[null,8364,349,12,{"$f":"Daten!L8393","v":0},{"$f":"Daten!M8393","v":0},null,null,0,0,0,0,0,0]
[null,8365,349,12,{"$f":"Daten!L8394","v":0},{"$f":"Daten!M8394","v":0},null,null,0,0,0,0,0,0]
[null,8366,349,12,{"$f":"Daten!L8395","v":0},{"$f":"Daten!M8395","v":0},null,null,0,0,0,0,0,0]
[null,8367,349,12,{"$f":"Daten!L8396","v":0},{"$f":"Daten!M8396","v":0},null,null,0,0,0,0,0,0]
[null,8368,349,12,{"$f":"Daten!L8397","v":0},{"$f":"Daten!M8397","v":0},null,null,0,0,0,0,0,0]
[null,8369,349,12,{"$f":"Daten!L8398","v":0},{"$f":"Daten!M8398","v":0},null,null,0,0,0,0,0,0]
[null,8370,349,12,{"$f":"Daten!L8399","v":0},{"$f":"Daten!M8399","v":0},null,null,0,0,0,0,0,0]
[null,8371,349,12,{"$f":"Daten!L8400","v":0},{"$f":"Daten!M8400","v":0},null,null,0,0,0,0,0,0]
[null,8372,349,12,{"$f":"Daten!L8401","v":0},{"$f":"Daten!M8401","v":0},null,null,0,0,0,0,0,0]
[null,8373,349,12,{"$f":"Daten!L8402","v":0},{"$f":"Daten!M8402","v":0},null,null,0,0,0,0,0,0]
[null,8374,349,12,{"$f":"Daten!L8403","v":0},{"$f":"Daten!M8403","v":0},null,null,0,0,0,0,0,0]
[null,8375,349,12,{"$f":"Daten!L8404","v":0},{"$f":"Daten!M8404","v":0},null,null,0,0,0,0,0,0]
[null,8376,349,12,{"$f":"Daten!L8405","v":0},{"$f":"Daten!M8405","v":0},null,null,0,0,0,0,0,0]
[null,8377,350,12,{"$f":"Daten!L8406","v":0},{"$f":"Daten!M8406","v":0},null,null,0,0,0,0,0,0]
[null,8378,350,12,{"$f":"Daten!L8407","v":0},{"$f":"Daten!M8407","v":0},null,null,0,0,0,0,0,0]
[null,8379,350,12,{"$f":"Daten!L8408","v":0},{"$f":"Daten!M8408","v":0},null,null,0,0,0,0,0,0]
[null,8380,350,12,{"$f":"Daten!L8409","v":0},{"$f":"Daten!M8409","v":0},null,null,0,0,0,0,0,0]
[null,8381,350,12,{"$f":"Daten!L8410","v":0},{"$f":"Daten!M8410","v":0},null,null,0,0,0,0,0,0]
[null,8382,350,12,{"$f":"Daten!L8411","v":0},{"$f":"Daten!M8411","v":0},null,null,0,0,0,0,0,0]
[null,8383,350,12,{"$f":"Daten!L8412","v":0},{"$f":"Daten!M8412","v":0},null,null,0,0,0,0,0,0]
[null,8384,350,12,{"$f":"Daten!L8413","v":0},{"$f":"Daten!M8413","v":0},null,null,0,0,0,0,0,0]
[null,8385,350,12,{"$f":"Daten!L8414","v":0},{"$f":"Daten!M8414","v":0},null,null,0,0,0,0,0,{"$f":"IF(L8401>0,I8401+L8401*Wirkungsgrad,I8401+L8401)","v":0}]
[null,8386,{"$f":"CEILING(B8402/24,1)","v":350},{"$f":"MONTH(C8402)","v":12},{"$f":"Daten!L8415","v":0},{"$f":"Daten!M8415","v":0},null,null,0,{"$f":"MIN(E8402,F8402+I8402)","v":0},{"$f":"E8402-J8402","v":0},{"$f":"MIN((F8402-J8402),0-I8402)","v":0},{"$f":"F8402-(J8402+L8402)","v":0},0]
[null,8387,350,12,{"$f":"Daten!L8416","v":0},{"$f":"Daten!M8416","v":0},null,null,{"$f":"N8402","v":0},0,0,0,0,0]
[null,8388,350,12,{"$f":"Daten!L8417","v":0},{"$f":"Daten!M8417","v":0},null,null,0,0,0,0,0,0]
[null,8389,350,12,{"$f":"Daten!L8418","v":0},{"$f":"Daten!M8418","v":0},null,null,0,0,0,0,0,0]
[null,8390,350,12,{"$f":"Daten!L8419","v":0},{"$f":"Daten!M8419","v":0},null,null,0,0,0,0,0,0]
[null,8391,350,12,{"$f":"Daten!L8420","v":0},{"$f":"Daten!M8420","v":0},null,null,0,0,0,0,0,0]
[null,8392,350,12,{"$f":"Daten!L8421","v":0},{"$f":"Daten!M8421","v":0},null,null,0,0,0,0,0,0]
[null,8393,350,12,{"$f":"Daten!L8422","v":0},{"$f":"Daten!M8422","v":0},null,null,0,0,0,0,0,0]
[null,8394,350,12,{"$f":"Daten!L8423","v":0},{"$f":"Daten!M8423","v":0},null,null,0,0,0,0,0,0]
[null,8395,350,12,{"$f":"Daten!L8424","v":0},{"$f":"Daten!M8424","v":0},null,null,0,0,0,0,0,0]
[null,8396,350,12,{"$f":"Daten!L8425","v":0},{"$f":"Daten!M8425","v":0},null,null,0,0,0,0,0,0]
[null,8397,350,12,{"$f":"Daten!L8426","v":0},{"$f":"Daten!M8426","v":0},null,null,0,0,0,0,0,0]
[null,8398,350,12,{"$f":"Daten!L8427","v":0},{"$f":"Daten!M8427","v":0},null,null,0,0,0,0,0,0]
[null,8399,350,12,{"$f":"Daten!L8428","v":0},{"$f":"Daten!M8428","v":0},null,null,0,0,0,0,0,0]
[null,8400,350,12,{"$f":"Daten!L8429","v":0},{"$f":"Daten!M8429","v":0},null,null,0,0,0,0,0,0]
[null,8401,351,12,{"$f":"Daten!L8430","v":0},{"$f":"Daten!M8430","v":0},null,null,0,0,0,0,0,0]
[null,8402,351,12,{"$f":"Daten!L8431","v":0},{"$f":"Daten!M8431","v":0},null,null,0,0,0,0,0,0]
[null,8403,351,12,{"$f":"Daten!L8432","v":0},{"$f":"Daten!M8432","v":0},null,null,0,0,0,0,0,0]
[null,8404,351,12,{"$f":"Daten!L8433","v":0},{"$f":"Daten!M8433","v":0},null,null,0,0,0,0,0,0]
[null,8405,351,12,{"$f":"Daten!L8434","v":0},{"$f":"Daten!M8434","v":0},null,null,0,0,0,0,0,0]
[null,8406,351,12,{"$f":"Daten!L8435","v":0},{"$f":"Daten!M8435","v":0},null,null,0,0,0,0,0,0]
[null,8407,351,12,{"$f":"Daten!L8436","v":0},{"$f":"Daten!M8436","v":0},null,null,0,0,0,0,0,0]
[null,8408,351,12,{"$f":"Daten!L8437","v":0},{"$f":"Daten!M8437","v":0},null,null,0,0,0,0,0,0]
[null,8409,351,12,{"$f":"Daten!L8438","v":0},{"$f":"Daten!M8438","v":0},null,null,0,0,0,0,0,0]
[null,8410,351,12,{"$f":"Daten!L8439","v":0},{"$f":"Daten!M8439","v":0},null,null,0,0,0,0,0,0]
[null,8411,351,12,{"$f":"Daten!L8440","v":0},{"$f":"Daten!M8440","v":0},null,null,0,0,0,0,0,0]
[null,8412,351,12,{"$f":"Daten!L8441","v":0},{"$f":"Daten!M8441","v":0},null,null,0,0,0,0,0,0]
[null,8413,351,12,{"$f":"Daten!L8442","v":0},{"$f":"Daten!M8442","v":0},null,null,0,0,0,0,0,0]
[null,8414,351,12,{"$f":"Daten!L8443","v":0},{"$f":"Daten!M8443","v":0},null,null,0,0,0,0,0,0]
[null,8415,351,12,{"$f":"Daten!L8444","v":0},{"$f":"Daten!M8444","v":0},null,null,0,0,0,0,0,0]
[null,8416,351,12,{"$f":"Daten!L8445","v":0},{"$f":"Daten!M8445","v":0},null,null,0,0,0,0,0,0]
[null,8417,351,12,{"$f":"Daten!L8446","v":0},{"$f":"Daten!M8446","v":0},null,null,0,0,0,0,0,0]
[null,8418,351,12,{"$f":"Daten!L8447","v":0},{"$f":"Daten!M8447","v":0},null,null,0,0,0,0,0,0]
[null,8419,351,12,{"$f":"Daten!L8448","v":0},{"$f":"Daten!M8448","v":0},null,null,0,0,0,0,0,0]
[null,8420,351,12,{"$f":"Daten!L8449","v":0},{"$f":"Daten!M8449","v":0},null,null,0,0,0,0,0,0]
[null,8421,351,12,{"$f":"Daten!L8450","v":0},{"$f":"Daten!M8450","v":0},null,null,0,0,0,0,0,0]
[null,8422,351,12,{"$f":"Daten!L8451","v":0},{"$f":"Daten!M8451","v":0},null,null,0,0,0,0,0,0]
[null,8423,351,12,{"$f":"Daten!L8452","v":0},{"$f":"Daten!M8452","v":0},null,null,0,0,0,0,0,0]
[null,8424,351,12,{"$f":"Daten!L8453","v":0},{"$f":"Daten!M8453","v":0},null,null,0,0,0,0,0,0]
[null,8425,352,12,{"$f":"Daten!L8454","v":0},{"$f":"Daten!M8454","v":0},null,null,0,0,0,0,0,0]
[null,8426,352,12,{"$f":"Daten!L8455","v":0},{"$f":"Daten!M8455","v":0},null,null,0,0,0,0,0,0]
[null,8427,352,12,{"$f":"Daten!L8456","v":0},{"$f":"Daten!M8456","v":0},null,null,0,0,0,0,0,0]
[null,8428,352,12,{"$f":"Daten!L8457","v":0},{"$f":"Daten!M8457","v":0},null,null,0,0,0,0,0,0]
[null,8429,352,12,{"$f":"Daten!L8458","v":0},{"$f":"Daten!M8458","v":0},null,null,0,0,0,0,0,0]
[null,8430,352,12,{"$f":"Daten!L8459","v":0},{"$f":"Daten!M8459","v":0},null,null,0,0,0,0,0,0]
[null,8431,352,12,{"$f":"Daten!L8460","v":0},{"$f":"Daten!M8460","v":0},null,null,0,0,0,0,0,0]
[null,8432,352,12,{"$f":"Daten!L8461","v":0},{"$f":"Daten!M8461","v":0},null,null,0,0,0,0,0,0]
[null,8433,352,12,{"$f":"Daten!L8462","v":0},{"$f":"Daten!M8462","v":0},null,null,0,0,0,0,0,0]
[null,8434,352,12,{"$f":"Daten!L8463","v":0},{"$f":"Daten!M8463","v":0},null,null,0,0,0,0,0,0]
[null,8435,352,12,{"$f":"Daten!L8464","v":0},{"$f":"Daten!M8464","v":0},null,null,0,0,0,0,0,0]
[null,8436,352,12,{"$f":"Daten!L8465","v":0},{"$f":"Daten!M8465","v":0},null,null,0,0,0,0,0,0]
[null,8437,352,12,{"$f":"Daten!L8466","v":0},{"$f":"Daten!M8466","v":0},null,null,0,0,0,0,0,0]
[null,8438,352,12,{"$f":"Daten!L8467","v":0},{"$f":"Daten!M8467","v":0},null,null,0,0,0,0,0,0]
[null,8439,352,12,{"$f":"Daten!L8468","v":0},{"$f":"Daten!M8468","v":0},null,null,0,0,0,0,0,0]
[null,8440,352,12,{"$f":"Daten!L8469","v":0},{"$f":"Daten!M8469","v":0},null,null,0,0,0,0,0,0]
[null,8441,352,12,{"$f":"Daten!L8470","v":0},{"$f":"Daten!M8470","v":0},null,null,0,0,0,0,0,0]
[null,8442,352,12,{"$f":"Daten!L8471","v":0},{"$f":"Daten!M8471","v":0},null,null,0,0,0,0,0,0]
[null,8443,352,12,{"$f":"Daten!L8472","v":0},{"$f":"Daten!M8472","v":0},null,null,0,0,0,0,0,0]
[null,8444,352,12,{"$f":"Daten!L8473","v":0},{"$f":"Daten!M8473","v":0},null,null,0,0,0,0,0,0]
[null,8445,352,12,{"$f":"Daten!L8474","v":0},{"$f":"Daten!M8474","v":0},null,null,0,0,0,0,0,0]
[null,8446,352,12,{"$f":"Daten!L8475","v":0},{"$f":"Daten!M8475","v":0},null,null,0,0,0,0,0,0]
[null,8447,352,12,{"$f":"Daten!L8476","v":0},{"$f":"Daten!M8476","v":0},null,null,0,0,0,0,0,0]
[null,8448,352,12,{"$f":"Daten!L8477","v":0},{"$f":"Daten!M8477","v":0},null,null,0,0,0,0,0,0]
[null,8449,353,12,{"$f":"Daten!L8478","v":0},{"$f":"Daten!M8478","v":0},null,null,0,0,0,0,0,{"$f":"IF(L8465>0,I8465+L8465*Wirkungsgrad,I8465+L8465)","v":0}]
[null,8450,{"$f":"CEILING(B8466/24,1)","v":353},{"$f":"MONTH(C8466)","v":12},{"$f":"Daten!L8479","v":0},{"$f":"Daten!M8479","v":0},null,null,0,{"$f":"MIN(E8466,F8466+I8466)","v":0},{"$f":"E8466-J8466","v":0},{"$f":"MIN((F8466-J8466),0-I8466)","v":0},{"$f":"F8466-(J8466+L8466)","v":0},0]
[null,8451,353,12,{"$f":"Daten!L8480","v":0},{"$f":"Daten!M8480","v":0},null,null,{"$f":"N8466","v":0},0,0,0,0,0]
[null,8452,353,12,{"$f":"Daten!L8481","v":0},{"$f":"Daten!M8481","v":0},null,null,0,0,0,0,0,0]
[null,8453,353,12,{"$f":"Daten!L8482","v":0},{"$f":"Daten!M8482","v":0},null,null,0,0,0,0,0,0]
[null,8454,353,12,{"$f":"Daten!L8483","v":0},{"$f":"Daten!M8483","v":0},null,null,0,0,0,0,0,0]
[null,8455,353,12,{"$f":"Daten!L8484","v":0},{"$f":"Daten!M8484","v":0},null,null,0,0,0,0,0,0]
[null,8456,353,12,{"$f":"Daten!L8485","v":0},{"$f":"Daten!M8485","v":0},null,null,0,0,0,0,0,0]
[null,8457,353,12,{"$f":"Daten!L8486","v":0},{"$f":"Daten!M8486","v":0},null,null,0,0,0,0,0,0]
[null,8458,353,12,{"$f":"Daten!L8487","v":0},{"$f":"Daten!M8487","v":0},null,null,0,0,0,0,0,0]
[null,8459,353,12,{"$f":"Daten!L8488","v":0},{"$f":"Daten!M8488","v":0},null,null,0,0,0,0,0,0]
[null,8460,353,12,{"$f":"Daten!L8489","v":0},{"$f":"Daten!M8489","v":0},null,null,0,0,0,0,0,0]
[null,8461,353,12,{"$f":"Daten!L8490","v":0},{"$f":"Daten!M8490","v":0},null,null,0,0,0,0,0,0]
[null,8462,353,12,{"$f":"Daten!L8491","v":0},{"$f":"Daten!M8491","v":0},null,null,0,0,0,0,0,0]
[null,8463,353,12,{"$f":"Daten!L8492","v":0},{"$f":"Daten!M8492","v":0},null,null,0,0,0,0,0,0]
[null,8464,353,12,{"$f":"Daten!L8493","v":0},{"$f":"Daten!M8493","v":0},null,null,0,0,0,0,0,0]
[null,8465,353,12,{"$f":"Daten!L8494","v":0},{"$f":"Daten!M8494","v":0},null,null,0,0,0,0,0,0]
[null,8466,353,12,{"$f":"Daten!L8495","v":0},{"$f":"Daten!M8495","v":0},null,null,0,0,0,0,0,0]
[null,8467,353,12,{"$f":"Daten!L8496","v":0},{"$f":"Daten!M8496","v":0},null,null,0,0,0,0,0,0]
[null,8468,353,12,{"$f":"Daten!L8497","v":0},{"$f":"Daten!M8497","v":0},null,null,0,0,0,0,0,0]
[null,8469,353,12,{"$f":"Daten!L8498","v":0},{"$f":"Daten!M8498","v":0},null,null,0,0,0,0,0,0]
[null,8470,353,12,{"$f":"Daten!L8499","v":0},{"$f":"Daten!M8499","v":0},null,null,0,0,0,0,0,0]
[null,8471,353,12,{"$f":"Daten!L8500","v":0},{"$f":"Daten!M8500","v":0},null,null,0,0,0,0,0,0]
[null,8472,353,12,{"$f":"Daten!L8501","v":0},{"$f":"Daten!M8501","v":0},null,null,0,0,0,0,0,0]
[null,8473,354,12,{"$f":"Daten!L8502","v":0},{"$f":"Daten!M8502","v":0},null,null,0,0,0,0,0,0]
[null,8474,354,12,{"$f":"Daten!L8503","v":0},{"$f":"Daten!M8503","v":0},null,null,0,0,0,0,0,0]
[null,8475,354,12,{"$f":"Daten!L8504","v":0},{"$f":"Daten!M8504","v":0},null,null,0,0,0,0,0,0]
[null,8476,354,12,{"$f":"Daten!L8505","v":0},{"$f":"Daten!M8505","v":0},null,null,0,0,0,0,0,0]
[null,8477,354,12,{"$f":"Daten!L8506","v":0},{"$f":"Daten!M8506","v":0},null,null,0,0,0,0,0,0]
[null,8478,354,12,{"$f":"Daten!L8507","v":0},{"$f":"Daten!M8507","v":0},null,null,0,0,0,0,0,0]
[null,8479,354,12,{"$f":"Daten!L8508","v":0},{"$f":"Daten!M8508","v":0},null,null,0,0,0,0,0,0]
[null,8480,354,12,{"$f":"Daten!L8509","v":0},{"$f":"Daten!M8509","v":0},null,null,0,0,0,0,0,0]
[null,8481,354,12,{"$f":"Daten!L8510","v":0},{"$f":"Daten!M8510","v":0},null,null,0,0,0,0,0,0]
[null,8482,354,12,{"$f":"Daten!L8511","v":0},{"$f":"Daten!M8511","v":0},null,null,0,0,0,0,0,0]
[null,8483,354,12,{"$f":"Daten!L8512","v":0},{"$f":"Daten!M8512","v":0},null,null,0,0,0,0,0,0]
[null,8484,354,12,{"$f":"Daten!L8513","v":0},{"$f":"Daten!M8513","v":0},null,null,0,0,0,0,0,0]
[null,8485,354,12,{"$f":"Daten!L8514","v":0},{"$f":"Daten!M8514","v":0},null,null,0,0,0,0,0,0]
[null,8486,354,12,{"$f":"Daten!L8515","v":0},{"$f":"Daten!M8515","v":0},null,null,0,0,0,0,0,0]
[null,8487,354,12,{"$f":"Daten!L8516","v":0},{"$f":"Daten!M8516","v":0},null,null,0,0,0,0,0,0]
[null,8488,354,12,{"$f":"Daten!L8517","v":0},{"$f":"Daten!M8517","v":0},null,null,0,0,0,0,0,0]
[null,8489,354,12,{"$f":"Daten!L8518","v":0},{"$f":"Daten!M8518","v":0},null,null,0,0,0,0,0,0]
[null,8490,354,12,{"$f":"Daten!L8519","v":0},{"$f":"Daten!M8519","v":0},null,null,0,0,0,0,0,0]
[null,8491,354,12,{"$f":"Daten!L8520","v":0},{"$f":"Daten!M8520","v":0},null,null,0,0,0,0,0,0]
[null,8492,354,12,{"$f":"Daten!L8521","v":0},{"$f":"Daten!M8521","v":0},null,null,0,0,0,0,0,0]
[null,8493,354,12,{"$f":"Daten!L8522","v":0},{"$f":"Daten!M8522","v":0},null,null,0,0,0,0,0,0]
[null,8494,354,12,{"$f":"Daten!L8523","v":0},{"$f":"Daten!M8523","v":0},null,null,0,0,0,0,0,0]
[null,8495,354,12,{"$f":"Daten!L8524","v":0},{"$f":"Daten!M8524","v":0},null,null,0,0,0,0,0,0]
[null,8496,354,12,{"$f":"Daten!L8525","v":0},{"$f":"Daten!M8525","v":0},null,null,0,0,0,0,0,0]
[null,8497,355,12,{"$f":"Daten!L8526","v":0},{"$f":"Daten!M8526","v":0},null,null,0,0,0,0,0,0]
[null,8498,355,12,{"$f":"Daten!L8527","v":0},{"$f":"Daten!M8527","v":0},null,null,0,0,0,0,0,0]
[null,8499,355,12,{"$f":"Daten!L8528","v":0},{"$f":"Daten!M8528","v":0},null,null,0,0,0,0,0,0]
[null,8500,355,12,{"$f":"Daten!L8529","v":0},{"$f":"Daten!M8529","v":0},null,null,0,0,0,0,0,0]
[null,8501,355,12,{"$f":"Daten!L8530","v":0},{"$f":"Daten!M8530","v":0},null,null,0,0,0,0,0,0]
[null,8502,355,12,{"$f":"Daten!L8531","v":0},{"$f":"Daten!M8531","v":0},null,null,0,0,0,0,0,0]
[null,8503,355,12,{"$f":"Daten!L8532","v":0},{"$f":"Daten!M8532","v":0},null,null,0,0,0,0,0,0]
[null,8504,355,12,{"$f":"Daten!L8533","v":0},{"$f":"Daten!M8533","v":0},null,null,0,0,0,0,0,0]
[null,8505,355,12,{"$f":"Daten!L8534","v":0},{"$f":"Daten!M8534","v":0},null,null,0,0,0,0,0,0]
[null,8506,355,12,{"$f":"Daten!L8535","v":0},{"$f":"Daten!M8535","v":0},null,null,0,0,0,0,0,0]
[null,8507,355,12,{"$f":"Daten!L8536","v":0},{"$f":"Daten!M8536","v":0},null,null,0,0,0,0,0,0]
[null,8508,355,12,{"$f":"Daten!L8537","v":0},{"$f":"Daten!M8537","v":0},null,null,0,0,0,0,0,0]
[null,8509,355,12,{"$f":"Daten!L8538","v":0},{"$f":"Daten!M8538","v":0},null,null,0,0,0,0,0,0]
[null,8510,355,12,{"$f":"Daten!L8539","v":0},{"$f":"Daten!M8539","v":0},null,null,0,0,0,0,0,0]
[null,8511,355,12,{"$f":"Daten!L8540","v":0},{"$f":"Daten!M8540","v":0},null,null,0,0,0,0,0,0]
[null,8512,355,12,{"$f":"Daten!L8541","v":0},{"$f":"Daten!M8541","v":0},null,null,0,0,0,0,0,0]
[null,8513,355,12,{"$f":"Daten!L8542","v":0},{"$f":"Daten!M8542","v":0},null,null,0,0,0,0,0,{"$f":"IF(L8529>0,I8529+L8529*Wirkungsgrad,I8529+L8529)","v":0}]
[null,8514,{"$f":"CEILING(B8530/24,1)","v":355},{"$f":"MONTH(C8530)","v":12},{"$f":"Daten!L8543","v":0},{"$f":"Daten!M8543","v":0},null,null,0,{"$f":"MIN(E8530,F8530+I8530)","v":0},{"$f":"E8530-J8530","v":0},{"$f":"MIN((F8530-J8530),0-I8530)","v":0},{"$f":"F8530-(J8530+L8530)","v":0},0]
[null,8515,355,12,{"$f":"Daten!L8544","v":0},{"$f":"Daten!M8544","v":0},null,null,{"$f":"N8530","v":0},0,0,0,0,0]
[null,8516,355,12,{"$f":"Daten!L8545","v":0},{"$f":"Daten!M8545","v":0},null,null,0,0,0,0,0,0]
[null,8517,355,12,{"$f":"Daten!L8546","v":0},{"$f":"Daten!M8546","v":0},null,null,0,0,0,0,0,0]
[null,8518,355,12,{"$f":"Daten!L8547","v":0},{"$f":"Daten!M8547","v":0},null,null,0,0,0,0,0,0]
[null,8519,355,12,{"$f":"Daten!L8548","v":0},{"$f":"Daten!M8548","v":0},null,null,0,0,0,0,0,0]
[null,8520,355,12,{"$f":"Daten!L8549","v":0},{"$f":"Daten!M8549","v":0},null,null,0,0,0,0,0,0]
[null,8521,356,12,{"$f":"Daten!L8550","v":0},{"$f":"Daten!M8550","v":0},null,null,0,0,0,0,0,0]
[null,8522,356,12,{"$f":"Daten!L8551","v":0},{"$f":"Daten!M8551","v":0},null,null,0,0,0,0,0,0]
[null,8523,356,12,{"$f":"Daten!L8552","v":0},{"$f":"Daten!M8552","v":0},null,null,0,0,0,0,0,0]
[null,8524,356,12,{"$f":"Daten!L8553","v":0},{"$f":"Daten!M8553","v":0},null,null,0,0,0,0,0,0]
[null,8525,356,12,{"$f":"Daten!L8554","v":0},{"$f":"Daten!M8554","v":0},null,null,0,0,0,0,0,0]
[null,8526,356,12,{"$f":"Daten!L8555","v":0},{"$f":"Daten!M8555","v":0},null,null,0,0,0,0,0,0]
[null,8527,356,12,{"$f":"Daten!L8556","v":0},{"$f":"Daten!M8556","v":0},null,null,0,0,0,0,0,0]
[null,8528,356,12,{"$f":"Daten!L8557","v":0},{"$f":"Daten!M8557","v":0},null,null,0,0,0,0,0,0]
[null,8529,356,12,{"$f":"Daten!L8558","v":0},{"$f":"Daten!M8558","v":0},null,null,0,0,0,0,0,0]
[null,8530,356,12,{"$f":"Daten!L8559","v":0},{"$f":"Daten!M8559","v":0},null,null,0,0,0,0,0,0]
[null,8531,356,12,{"$f":"Daten!L8560","v":0},{"$f":"Daten!M8560","v":0},null,null,0,0,0,0,0,0]
[null,8532,356,12,{"$f":"Daten!L8561","v":0},{"$f":"Daten!M8561","v":0},null,null,0,0,0,0,0,0]
[null,8533,356,12,{"$f":"Daten!L8562","v":0},{"$f":"Daten!M8562","v":0},null,null,0,0,0,0,0,0]
[null,8534,356,12,{"$f":"Daten!L8563","v":0},{"$f":"Daten!M8563","v":0},null,null,0,0,0,0,0,0]
[null,8535,356,12,{"$f":"Daten!L8564","v":0},{"$f":"Daten!M8564","v":0},null,null,0,0,0,0,0,0]
[null,8536,356,12,{"$f":"Daten!L8565","v":0},{"$f":"Daten!M8565","v":0},null,null,0,0,0,0,0,0]
[null,8537,356,12,{"$f":"Daten!L8566","v":0},{"$f":"Daten!M8566","v":0},null,null,0,0,0,0,0,0]
[null,8538,356,12,{"$f":"Daten!L8567","v":0},{"$f":"Daten!M8567","v":0},null,null,0,0,0,0,0,0]
[null,8539,356,12,{"$f":"Daten!L8568","v":0},{"$f":"Daten!M8568","v":0},null,null,0,0,0,0,0,0]
[null,8540,356,12,{"$f":"Daten!L8569","v":0},{"$f":"Daten!M8569","v":0},null,null,0,0,0,0,0,0]
[null,8541,356,12,{"$f":"Daten!L8570","v":0},{"$f":"Daten!M8570","v":0},null,null,0,0,0,0,0,0]
[null,8542,356,12,{"$f":"Daten!L8571","v":0},{"$f":"Daten!M8571","v":0},null,null,0,0,0,0,0,0]
[null,8543,356,12,{"$f":"Daten!L8572","v":0},{"$f":"Daten!M8572","v":0},null,null,0,0,0,0,0,0]
[null,8544,356,12,{"$f":"Daten!L8573","v":0},{"$f":"Daten!M8573","v":0},null,null,0,0,0,0,0,0]
[null,8545,357,12,{"$f":"Daten!L8574","v":0},{"$f":"Daten!M8574","v":0},null,null,0,0,0,0,0,0]
[null,8546,357,12,{"$f":"Daten!L8575","v":0},{"$f":"Daten!M8575","v":0},null,null,0,0,0,0,0,0]
[null,8547,357,12,{"$f":"Daten!L8576","v":0},{"$f":"Daten!M8576","v":0},null,null,0,0,0,0,0,0]
[null,8548,357,12,{"$f":"Daten!L8577","v":0},{"$f":"Daten!M8577","v":0},null,null,0,0,0,0,0,0]
[null,8549,357,12,{"$f":"Daten!L8578","v":0},{"$f":"Daten!M8578","v":0},null,null,0,0,0,0,0,0]
[null,8550,357,12,{"$f":"Daten!L8579","v":0},{"$f":"Daten!M8579","v":0},null,null,0,0,0,0,0,0]
[null,8551,357,12,{"$f":"Daten!L8580","v":0},{"$f":"Daten!M8580","v":0},null,null,0,0,0,0,0,0]
[null,8552,357,12,{"$f":"Daten!L8581","v":0},{"$f":"Daten!M8581","v":0},null,null,0,0,0,0,0,0]
[null,8553,357,12,{"$f":"Daten!L8582","v":0},{"$f":"Daten!M8582","v":0},null,null,0,0,0,0,0,0]
[null,8554,357,12,{"$f":"Daten!L8583","v":0},{"$f":"Daten!M8583","v":0},null,null,0,0,0,0,0,0]
[null,8555,357,12,{"$f":"Daten!L8584","v":0},{"$f":"Daten!M8584","v":0},null,null,0,0,0,0,0,0]
[null,8556,357,12,{"$f":"Daten!L8585","v":0},{"$f":"Daten!M8585","v":0},null,null,0,0,0,0,0,0]
[null,8557,357,12,{"$f":"Daten!L8586","v":0},{"$f":"Daten!M8586","v":0},null,null,0,0,0,0,0,0]
[null,8558,357,12,{"$f":"Daten!L8587","v":0},{"$f":"Daten!M8587","v":0},null,null,0,0,0,0,0,0]
[null,8559,357,12,{"$f":"Daten!L8588","v":0},{"$f":"Daten!M8588","v":0},null,null,0,0,0,0,0,0]
[null,8560,357,12,{"$f":"Daten!L8589","v":0},{"$f":"Daten!M8589","v":0},null,null,0,0,0,0,0,0]
[null,8561,357,12,{"$f":"Daten!L8590","v":0},{"$f":"Daten!M8590","v":0},null,null,0,0,0,0,0,0]
[null,8562,357,12,{"$f":"Daten!L8591","v":0},{"$f":"Daten!M8591","v":0},null,null,0,0,0,0,0,0]
[null,8563,357,12,{"$f":"Daten!L8592","v":0},{"$f":"Daten!M8592","v":0},null,null,0,0,0,0,0,0]
[null,8564,357,12,{"$f":"Daten!L8593","v":0},{"$f":"Daten!M8593","v":0},null,null,0,0,0,0,0,0]
[null,8565,357,12,{"$f":"Daten!L8594","v":0},{"$f":"Daten!M8594","v":0},null,null,0,0,0,0,0,0]
[null,8566,357,12,{"$f":"Daten!L8595","v":0},{"$f":"Daten!M8595","v":0},null,null,0,0,0,0,0,0]
[null,8567,357,12,{"$f":"Daten!L8596","v":0},{"$f":"Daten!M8596","v":0},null,null,0,0,0,0,0,0]
[null,8568,357,12,{"$f":"Daten!L8597","v":0},{"$f":"Daten!M8597","v":0},null,null,0,0,0,0,0,0]
[null,8569,358,12,{"$f":"Daten!L8598","v":0},{"$f":"Daten!M8598","v":0},null,null,0,0,0,0,0,0]
[null,8570,358,12,{"$f":"Daten!L8599","v":0},{"$f":"Daten!M8599","v":0},null,null,0,0,0,0,0,0]
[null,8571,358,12,{"$f":"Daten!L8600","v":0},{"$f":"Daten!M8600","v":0},null,null,0,0,0,0,0,0]
[null,8572,358,12,{"$f":"Daten!L8601","v":0},{"$f":"Daten!M8601","v":0},null,null,0,0,0,0,0,0]
[null,8573,358,12,{"$f":"Daten!L8602","v":0},{"$f":"Daten!M8602","v":0},null,null,0,0,0,0,0,0]
[null,8574,358,12,{"$f":"Daten!L8603","v":0},{"$f":"Daten!M8603","v":0},null,null,0,0,0,0,0,0]
[null,8575,358,12,{"$f":"Daten!L8604","v":0},{"$f":"Daten!M8604","v":0},null,null,0,0,0,0,0,0]
[null,8576,358,12,{"$f":"Daten!L8605","v":0},{"$f":"Daten!M8605","v":0},null,null,0,0,0,0,0,0]
[null,8577,358,12,{"$f":"Daten!L8606","v":0},{"$f":"Daten!M8606","v":0},null,null,0,0,0,0,0,{"$f":"IF(L8593>0,I8593+L8593*Wirkungsgrad,I8593+L8593)","v":0}]
[null,8578,{"$f":"CEILING(B8594/24,1)","v":358},{"$f":"MONTH(C8594)","v":12},{"$f":"Daten!L8607","v":0},{"$f":"Daten!M8607","v":0},null,null,0,{"$f":"MIN(E8594,F8594+I8594)","v":0},{"$f":"E8594-J8594","v":0},{"$f":"MIN((F8594-J8594),0-I8594)","v":0},{"$f":"F8594-(J8594+L8594)","v":0},0]
[null,8579,358,12,{"$f":"Daten!L8608","v":0},{"$f":"Daten!M8608","v":0},null,null,{"$f":"N8594","v":0},0,0,0,0,0]
[null,8580,358,12,{"$f":"Daten!L8609","v":0},{"$f":"Daten!M8609","v":0},null,null,0,0,0,0,0,0]
[null,8581,358,12,{"$f":"Daten!L8610","v":0},{"$f":"Daten!M8610","v":0},null,null,0,0,0,0,0,0]
[null,8582,358,12,{"$f":"Daten!L8611","v":0},{"$f":"Daten!M8611","v":0},null,null,0,0,0,0,0,0]
[null,8583,358,12,{"$f":"Daten!L8612","v":0},{"$f":"Daten!M8612","v":0},null,null,0,0,0,0,0,0]
[null,8584,358,12,{"$f":"Daten!L8613","v":0},{"$f":"Daten!M8613","v":0},null,null,0,0,0,0,0,0]
[null,8585,358,12,{"$f":"Daten!L8614","v":0},{"$f":"Daten!M8614","v":0},null,null,0,0,0,0,0,0]
[null,8586,358,12,{"$f":"Daten!L8615","v":0},{"$f":"Daten!M8615","v":0},null,null,0,0,0,0,0,0]
[null,8587,358,12,{"$f":"Daten!L8616","v":0},{"$f":"Daten!M8616","v":0},null,null,0,0,0,0,0,0]
[null,8588,358,12,{"$f":"Daten!L8617","v":0},{"$f":"Daten!M8617","v":0},null,null,0,0,0,0,0,0]
[null,8589,358,12,{"$f":"Daten!L8618","v":0},{"$f":"Daten!M8618","v":0},null,null,0,0,0,0,0,0]
[null,8590,358,12,{"$f":"Daten!L8619","v":0},{"$f":"Daten!M8619","v":0},null,null,0,0,0,0,0,0]
[null,8591,358,12,{"$f":"Daten!L8620","v":0},{"$f":"Daten!M8620","v":0},null,null,0,0,0,0,0,0]
[null,8592,358,12,{"$f":"Daten!L8621","v":0},{"$f":"Daten!M8621","v":0},null,null,0,0,0,0,0,0]
[null,8593,359,12,{"$f":"Daten!L8622","v":0},{"$f":"Daten!M8622","v":0},null,null,0,0,0,0,0,0]
[null,8594,359,12,{"$f":"Daten!L8623","v":0},{"$f":"Daten!M8623","v":0},null,null,0,0,0,0,0,0]
[null,8595,359,12,{"$f":"Daten!L8624","v":0},{"$f":"Daten!M8624","v":0},null,null,0,0,0,0,0,0]
[null,8596,359,12,{"$f":"Daten!L8625","v":0},{"$f":"Daten!M8625","v":0},null,null,0,0,0,0,0,0]
[null,8597,359,12,{"$f":"Daten!L8626","v":0},{"$f":"Daten!M8626","v":0},null,null,0,0,0,0,0,0]
[null,8598,359,12,{"$f":"Daten!L8627","v":0},{"$f":"Daten!M8627","v":0},null,null,0,0,0,0,0,0]
[null,8599,359,12,{"$f":"Daten!L8628","v":0},{"$f":"Daten!M8628","v":0},null,null,0,0,0,0,0,0]
[null,8600,359,12,{"$f":"Daten!L8629","v":0},{"$f":"Daten!M8629","v":0},null,null,0,0,0,0,0,0]
[null,8601,359,12,{"$f":"Daten!L8630","v":0},{"$f":"Daten!M8630","v":0},null,null,0,0,0,0,0,0]
[null,8602,359,12,{"$f":"Daten!L8631","v":0},{"$f":"Daten!M8631","v":0},null,null,0,0,0,0,0,0]
[null,8603,359,12,{"$f":"Daten!L8632","v":0},{"$f":"Daten!M8632","v":0},null,null,0,0,0,0,0,0]
[null,8604,359,12,{"$f":"Daten!L8633","v":0},{"$f":"Daten!M8633","v":0},null,null,0,0,0,0,0,0]
[null,8605,359,12,{"$f":"Daten!L8634","v":0},{"$f":"Daten!M8634","v":0},null,null,0,0,0,0,0,0]
[null,8606,359,12,{"$f":"Daten!L8635","v":0},{"$f":"Daten!M8635","v":0},null,null,0,0,0,0,0,0]
[null,8607,359,12,{"$f":"Daten!L8636","v":0},{"$f":"Daten!M8636","v":0},null,null,0,0,0,0,0,0]
[null,8608,359,12,{"$f":"Daten!L8637","v":0},{"$f":"Daten!M8637","v":0},null,null,0,0,0,0,0,0]
[null,8609,359,12,{"$f":"Daten!L8638","v":0},{"$f":"Daten!M8638","v":0},null,null,0,0,0,0,0,0]
[null,8610,359,12,{"$f":"Daten!L8639","v":0},{"$f":"Daten!M8639","v":0},null,null,0,0,0,0,0,0]
[null,8611,359,12,{"$f":"Daten!L8640","v":0},{"$f":"Daten!M8640","v":0},null,null,0,0,0,0,0,0]
[null,8612,359,12,{"$f":"Daten!L8641","v":0},{"$f":"Daten!M8641","v":0},null,null,0,0,0,0,0,0]
[null,8613,359,12,{"$f":"Daten!L8642","v":0},{"$f":"Daten!M8642","v":0},null,null,0,0,0,0,0,0]
[null,8614,359,12,{"$f":"Daten!L8643","v":0},{"$f":"Daten!M8643","v":0},null,null,0,0,0,0,0,0]
[null,8615,359,12,{"$f":"Daten!L8644","v":0},{"$f":"Daten!M8644","v":0},null,null,0,0,0,0,0,0]
[null,8616,359,12,{"$f":"Daten!L8645","v":0},{"$f":"Daten!M8645","v":0},null,null,0,0,0,0,0,0]
[null,8617,360,12,{"$f":"Daten!L8646","v":0},{"$f":"Daten!M8646","v":0},null,null,0,0,0,0,0,0]
[null,8618,360,12,{"$f":"Daten!L8647","v":0},{"$f":"Daten!M8647","v":0},null,null,0,0,0,0,0,0]
[null,8619,360,12,{"$f":"Daten!L8648","v":0},{"$f":"Daten!M8648","v":0},null,null,0,0,0,0,0,0]
[null,8620,360,12,{"$f":"Daten!L8649","v":0},{"$f":"Daten!M8649","v":0},null,null,0,0,0,0,0,0]
[null,8621,360,12,{"$f":"Daten!L8650","v":0},{"$f":"Daten!M8650","v":0},null,null,0,0,0,0,0,0]
[null,8622,360,12,{"$f":"Daten!L8651","v":0},{"$f":"Daten!M8651","v":0},null,null,0,0,0,0,0,0]
[null,8623,360,12,{"$f":"Daten!L8652","v":0},{"$f":"Daten!M8652","v":0},null,null,0,0,0,0,0,0]
[null,8624,360,12,{"$f":"Daten!L8653","v":0},{"$f":"Daten!M8653","v":0},null,null,0,0,0,0,0,0]
[null,8625,360,12,{"$f":"Daten!L8654","v":0},{"$f":"Daten!M8654","v":0},null,null,0,0,0,0,0,0]
[null,8626,360,12,{"$f":"Daten!L8655","v":0},{"$f":"Daten!M8655","v":0},null,null,0,0,0,0,0,0]
[null,8627,360,12,{"$f":"Daten!L8656","v":0},{"$f":"Daten!M8656","v":0},null,null,0,0,0,0,0,0]
[null,8628,360,12,{"$f":"Daten!L8657","v":0},{"$f":"Daten!M8657","v":0},null,null,0,0,0,0,0,0]
[null,8629,360,12,{"$f":"Daten!L8658","v":0},{"$f":"Daten!M8658","v":0},null,null,0,0,0,0,0,0]
[null,8630,360,12,{"$f":"Daten!L8659","v":0},{"$f":"Daten!M8659","v":0},null,null,0,0,0,0,0,0]
[null,8631,360,12,{"$f":"Daten!L8660","v":0},{"$f":"Daten!M8660","v":0},null,null,0,0,0,0,0,0]
[null,8632,360,12,{"$f":"Daten!L8661","v":0},{"$f":"Daten!M8661","v":0},null,null,0,0,0,0,0,0]
[null,8633,360,12,{"$f":"Daten!L8662","v":0},{"$f":"Daten!M8662","v":0},null,null,0,0,0,0,0,0]
[null,8634,360,12,{"$f":"Daten!L8663","v":0},{"$f":"Daten!M8663","v":0},null,null,0,0,0,0,0,0]
[null,8635,360,12,{"$f":"Daten!L8664","v":0},{"$f":"Daten!M8664","v":0},null,null,0,0,0,0,0,0]
[null,8636,360,12,{"$f":"Daten!L8665","v":0},{"$f":"Daten!M8665","v":0},null,null,0,0,0,0,0,0]
[null,8637,360,12,{"$f":"Daten!L8666","v":0},{"$f":"Daten!M8666","v":0},null,null,0,0,0,0,0,0]
[null,8638,360,12,{"$f":"Daten!L8667","v":0},{"$f":"Daten!M8667","v":0},null,null,0,0,0,0,0,0]
[null,8639,360,12,{"$f":"Daten!L8668","v":0},{"$f":"Daten!M8668","v":0},null,null,0,0,0,0,0,0]
[null,8640,360,12,{"$f":"Daten!L8669","v":0},{"$f":"Daten!M8669","v":0},null,null,0,0,0,0,0,0]
[null,8641,361,12,{"$f":"Daten!L8670","v":0},{"$f":"Daten!M8670","v":0},null,null,0,0,0,0,0,{"$f":"IF(L8657>0,I8657+L8657*Wirkungsgrad,I8657+L8657)","v":0}]
[null,8642,{"$f":"CEILING(B8658/24,1)","v":361},{"$f":"MONTH(C8658)","v":12},{"$f":"Daten!L8671","v":0},{"$f":"Daten!M8671","v":0},null,null,0,{"$f":"MIN(E8658,F8658+I8658)","v":0},{"$f":"E8658-J8658","v":0},{"$f":"MIN((F8658-J8658),0-I8658)","v":0},{"$f":"F8658-(J8658+L8658)","v":0},0]
[null,8643,361,12,{"$f":"Daten!L8672","v":0},{"$f":"Daten!M8672","v":0},null,null,{"$f":"N8658","v":0},0,0,0,0,0]
[null,8644,361,12,{"$f":"Daten!L8673","v":0},{"$f":"Daten!M8673","v":0},null,null,0,0,0,0,0,0]
[null,8645,361,12,{"$f":"Daten!L8674","v":0},{"$f":"Daten!M8674","v":0},null,null,0,0,0,0,0,0]
[null,8646,361,12,{"$f":"Daten!L8675","v":0},{"$f":"Daten!M8675","v":0},null,null,0,0,0,0,0,0]
[null,8647,361,12,{"$f":"Daten!L8676","v":0},{"$f":"Daten!M8676","v":0},null,null,0,0,0,0,0,0]
[null,8648,361,12,{"$f":"Daten!L8677","v":0},{"$f":"Daten!M8677","v":0},null,null,0,0,0,0,0,0]
[null,8649,361,12,{"$f":"Daten!L8678","v":0},{"$f":"Daten!M8678","v":0},null,null,0,0,0,0,0,0]
[null,8650,361,12,{"$f":"Daten!L8679","v":0},{"$f":"Daten!M8679","v":0},null,null,0,0,0,0,0,0]
[null,8651,361,12,{"$f":"Daten!L8680","v":0},{"$f":"Daten!M8680","v":0},null,null,0,0,0,0,0,0]
[null,8652,361,12,{"$f":"Daten!L8681","v":0},{"$f":"Daten!M8681","v":0},null,null,0,0,0,0,0,0]
[null,8653,361,12,{"$f":"Daten!L8682","v":0},{"$f":"Daten!M8682","v":0},null,null,0,0,0,0,0,0]
[null,8654,361,12,{"$f":"Daten!L8683","v":0},{"$f":"Daten!M8683","v":0},null,null,0,0,0,0,0,0]
[null,8655,361,12,{"$f":"Daten!L8684","v":0},{"$f":"Daten!M8684","v":0},null,null,0,0,0,0,0,0]
[null,8656,361,12,{"$f":"Daten!L8685","v":0},{"$f":"Daten!M8685","v":0},null,null,0,0,0,0,0,0]
[null,8657,361,12,{"$f":"Daten!L8686","v":0},{"$f":"Daten!M8686","v":0},null,null,0,0,0,0,0,0]
[null,8658,361,12,{"$f":"Daten!L8687","v":0},{"$f":"Daten!M8687","v":0},null,null,0,0,0,0,0,0]
[null,8659,361,12,{"$f":"Daten!L8688","v":0},{"$f":"Daten!M8688","v":0},null,null,0,0,0,0,0,0]
[null,8660,361,12,{"$f":"Daten!L8689","v":0},{"$f":"Daten!M8689","v":0},null,null,0,0,0,0,0,0]
[null,8661,361,12,{"$f":"Daten!L8690","v":0},{"$f":"Daten!M8690","v":0},null,null,0,0,0,0,0,0]
[null,8662,361,12,{"$f":"Daten!L8691","v":0},{"$f":"Daten!M8691","v":0},null,null,0,0,0,0,0,0]
[null,8663,361,12,{"$f":"Daten!L8692","v":0},{"$f":"Daten!M8692","v":0},null,null,0,0,0,0,0,0]
[null,8664,361,12,{"$f":"Daten!L8693","v":0},{"$f":"Daten!M8693","v":0},null,null,0,0,0,0,0,0]
[null,8665,362,12,{"$f":"Daten!L8694","v":0},{"$f":"Daten!M8694","v":0},null,null,0,0,0,0,0,0]
[null,8666,362,12,{"$f":"Daten!L8695","v":0},{"$f":"Daten!M8695","v":0},null,null,0,0,0,0,0,0]
[null,8667,362,12,{"$f":"Daten!L8696","v":0},{"$f":"Daten!M8696","v":0},null,null,0,0,0,0,0,0]
[null,8668,362,12,{"$f":"Daten!L8697","v":0},{"$f":"Daten!M8697","v":0},null,null,0,0,0,0,0,0]
[null,8669,362,12,{"$f":"Daten!L8698","v":0},{"$f":"Daten!M8698","v":0},null,null,0,0,0,0,0,0]
[null,8670,362,12,{"$f":"Daten!L8699","v":0},{"$f":"Daten!M8699","v":0},null,null,0,0,0,0,0,0]
[null,8671,362,12,{"$f":"Daten!L8700","v":0},{"$f":"Daten!M8700","v":0},null,null,0,0,0,0,0,0]
[null,8672,362,12,{"$f":"Daten!L8701","v":0},{"$f":"Daten!M8701","v":0},null,null,0,0,0,0,0,0]
[null,8673,362,12,{"$f":"Daten!L8702","v":0},{"$f":"Daten!M8702","v":0},null,null,0,0,0,0,0,0]
[null,8674,362,12,{"$f":"Daten!L8703","v":0},{"$f":"Daten!M8703","v":0},null,null,0,0,0,0,0,0]
[null,8675,362,12,{"$f":"Daten!L8704","v":0},{"$f":"Daten!M8704","v":0},null,null,0,0,0,0,0,0]
[null,8676,362,12,{"$f":"Daten!L8705","v":0},{"$f":"Daten!M8705","v":0},null,null,0,0,0,0,0,0]
[null,8677,362,12,{"$f":"Daten!L8706","v":0},{"$f":"Daten!M8706","v":0},null,null,0,0,0,0,0,0]
[null,8678,362,12,{"$f":"Daten!L8707","v":0},{"$f":"Daten!M8707","v":0},null,null,0,0,0,0,0,0]
[null,8679,362,12,{"$f":"Daten!L8708","v":0},{"$f":"Daten!M8708","v":0},null,null,0,0,0,0,0,0]
[null,8680,362,12,{"$f":"Daten!L8709","v":0},{"$f":"Daten!M8709","v":0},null,null,0,0,0,0,0,0]
[null,8681,362,12,{"$f":"Daten!L8710","v":0},{"$f":"Daten!M8710","v":0},null,null,0,0,0,0,0,0]
[null,8682,362,12,{"$f":"Daten!L8711","v":0},{"$f":"Daten!M8711","v":0},null,null,0,0,0,0,0,0]
[null,8683,362,12,{"$f":"Daten!L8712","v":0},{"$f":"Daten!M8712","v":0},null,null,0,0,0,0,0,0]
[null,8684,362,12,{"$f":"Daten!L8713","v":0},{"$f":"Daten!M8713","v":0},null,null,0,0,0,0,0,0]
[null,8685,362,12,{"$f":"Daten!L8714","v":0},{"$f":"Daten!M8714","v":0},null,null,0,0,0,0,0,0]
[null,8686,362,12,{"$f":"Daten!L8715","v":0},{"$f":"Daten!M8715","v":0},null,null,0,0,0,0,0,0]
[null,8687,362,12,{"$f":"Daten!L8716","v":0},{"$f":"Daten!M8716","v":0},null,null,0,0,0,0,0,0]
[null,8688,362,12,{"$f":"Daten!L8717","v":0},{"$f":"Daten!M8717","v":0},null,null,0,0,0,0,0,0]
[null,8689,363,12,{"$f":"Daten!L8718","v":0},{"$f":"Daten!M8718","v":0},null,null,0,0,0,0,0,0]
[null,8690,363,12,{"$f":"Daten!L8719","v":0},{"$f":"Daten!M8719","v":0},null,null,0,0,0,0,0,0]
[null,8691,363,12,{"$f":"Daten!L8720","v":0},{"$f":"Daten!M8720","v":0},null,null,0,0,0,0,0,0]
[null,8692,363,12,{"$f":"Daten!L8721","v":0},{"$f":"Daten!M8721","v":0},null,null,0,0,0,0,0,0]
[null,8693,363,12,{"$f":"Daten!L8722","v":0},{"$f":"Daten!M8722","v":0},null,null,0,0,0,0,0,0]
[null,8694,363,12,{"$f":"Daten!L8723","v":0},{"$f":"Daten!M8723","v":0},null,null,0,0,0,0,0,0]
[null,8695,363,12,{"$f":"Daten!L8724","v":0},{"$f":"Daten!M8724","v":0},null,null,0,0,0,0,0,0]
[null,8696,363,12,{"$f":"Daten!L8725","v":0},{"$f":"Daten!M8725","v":0},null,null,0,0,0,0,0,0]
[null,8697,363,12,{"$f":"Daten!L8726","v":0},{"$f":"Daten!M8726","v":0},null,null,0,0,0,0,0,0]
[null,8698,363,12,{"$f":"Daten!L8727","v":0},{"$f":"Daten!M8727","v":0},null,null,0,0,0,0,0,0]
[null,8699,363,12,{"$f":"Daten!L8728","v":0},{"$f":"Daten!M8728","v":0},null,null,0,0,0,0,0,0]
[null,8700,363,12,{"$f":"Daten!L8729","v":0},{"$f":"Daten!M8729","v":0},null,null,0,0,0,0,0,0]
[null,8701,363,12,{"$f":"Daten!L8730","v":0},{"$f":"Daten!M8730","v":0},null,null,0,0,0,0,0,0]
[null,8702,363,12,{"$f":"Daten!L8731","v":0},{"$f":"Daten!M8731","v":0},null,null,0,0,0,0,0,0]
[null,8703,363,12,{"$f":"Daten!L8732","v":0},{"$f":"Daten!M8732","v":0},null,null,0,0,0,0,0,0]
[null,8704,363,12,{"$f":"Daten!L8733","v":0},{"$f":"Daten!M8733","v":0},null,null,0,0,0,0,0,0]
[null,8705,363,12,{"$f":"Daten!L8734","v":0},{"$f":"Daten!M8734","v":0},null,null,0,0,0,0,0,{"$f":"IF(L8721>0,I8721+L8721*Wirkungsgrad,I8721+L8721)","v":0}]
[null,8706,{"$f":"CEILING(B8722/24,1)","v":363},{"$f":"MONTH(C8722)","v":12},{"$f":"Daten!L8735","v":0},{"$f":"Daten!M8735","v":0},null,null,0,{"$f":"MIN(E8722,F8722+I8722)","v":0},{"$f":"E8722-J8722","v":0},{"$f":"MIN((F8722-J8722),0-I8722)","v":0},{"$f":"F8722-(J8722+L8722)","v":0},0]
[null,8707,363,12,{"$f":"Daten!L8736","v":0},{"$f":"Daten!M8736","v":0},null,null,{"$f":"N8722","v":0},0,0,0,0,0]
[null,8708,363,12,{"$f":"Daten!L8737","v":0},{"$f":"Daten!M8737","v":0},null,null,0,0,0,0,0,0]
[null,8709,363,12,{"$f":"Daten!L8738","v":0},{"$f":"Daten!M8738","v":0},null,null,0,0,0,0,0,0]
[null,8710,363,12,{"$f":"Daten!L8739","v":0},{"$f":"Daten!M8739","v":0},null,null,0,0,0,0,0,0]
[null,8711,363,12,{"$f":"Daten!L8740","v":0},{"$f":"Daten!M8740","v":0},null,null,0,0,0,0,0,0]
[null,8712,363,12,{"$f":"Daten!L8741","v":0},{"$f":"Daten!M8741","v":0},null,null,0,0,0,0,0,0]
[null,8713,364,12,{"$f":"Daten!L8742","v":0},{"$f":"Daten!M8742","v":0},null,null,0,0,0,0,0,0]
[null,8714,364,12,{"$f":"Daten!L8743","v":0},{"$f":"Daten!M8743","v":0},null,null,0,0,0,0,0,0]
[null,8715,364,12,{"$f":"Daten!L8744","v":0},{"$f":"Daten!M8744","v":0},null,null,0,0,0,0,0,0]
[null,8716,364,12,{"$f":"Daten!L8745","v":0},{"$f":"Daten!M8745","v":0},null,null,0,0,0,0,0,0]
[null,8717,364,12,{"$f":"Daten!L8746","v":0},{"$f":"Daten!M8746","v":0},null,null,0,0,0,0,0,0]
[null,8718,364,12,{"$f":"Daten!L8747","v":0},{"$f":"Daten!M8747","v":0},null,null,0,0,0,0,0,0]
[null,8719,364,12,{"$f":"Daten!L8748","v":0},{"$f":"Daten!M8748","v":0},null,null,0,0,0,0,0,0]
[null,8720,364,12,{"$f":"Daten!L8749","v":0},{"$f":"Daten!M8749","v":0},null,null,0,0,0,0,0,0]
[null,8721,364,12,{"$f":"Daten!L8750","v":0},{"$f":"Daten!M8750","v":0},null,null,0,0,0,0,0,0]
[null,8722,364,12,{"$f":"Daten!L8751","v":0},{"$f":"Daten!M8751","v":0},null,null,0,0,0,0,0,0]
[null,8723,364,12,{"$f":"Daten!L8752","v":0},{"$f":"Daten!M8752","v":0},null,null,0,0,0,0,0,0]
[null,8724,364,12,{"$f":"Daten!L8753","v":0},{"$f":"Daten!M8753","v":0},null,null,0,0,0,0,0,0]
[null,8725,364,12,{"$f":"Daten!L8754","v":0},{"$f":"Daten!M8754","v":0},null,null,0,0,0,0,0,0]
[null,8726,364,12,{"$f":"Daten!L8755","v":0},{"$f":"Daten!M8755","v":0},null,null,0,0,0,0,0,0]
[null,8727,364,12,{"$f":"Daten!L8756","v":0},{"$f":"Daten!M8756","v":0},null,null,0,0,0,0,0,0]
[null,8728,364,12,{"$f":"Daten!L8757","v":0},{"$f":"Daten!M8757","v":0},null,null,0,0,0,0,0,0]
[null,8729,364,12,{"$f":"Daten!L8758","v":0},{"$f":"Daten!M8758","v":0},null,null,0,0,0,0,0,0]
[null,8730,364,12,{"$f":"Daten!L8759","v":0},{"$f":"Daten!M8759","v":0},null,null,0,0,0,0,0,0]
[null,8731,364,12,{"$f":"Daten!L8760","v":0},{"$f":"Daten!M8760","v":0},null,null,0,0,0,0,0,0]
[null,8732,364,12,{"$f":"Daten!L8761","v":0},{"$f":"Daten!M8761","v":0},null,null,0,0,0,0,0,0]
[null,8733,364,12,{"$f":"Daten!L8762","v":0},{"$f":"Daten!M8762","v":0},null,null,0,0,0,0,0,0]
[null,8734,364,12,{"$f":"Daten!L8763","v":0},{"$f":"Daten!M8763","v":0},null,null,0,0,0,0,0,0]
[null,8735,364,12,{"$f":"Daten!L8764","v":0},{"$f":"Daten!M8764","v":0},null,null,0,0,0,0,0,0]
[null,8736,364,12,{"$f":"Daten!L8765","v":0},{"$f":"Daten!M8765","v":0},null,null,0,0,0,0,0,0]
[null,8737,365,12,{"$f":"Daten!L8766","v":0},{"$f":"Daten!M8766","v":0},null,null,0,0,0,0,0,0]
[null,8738,365,12,{"$f":"Daten!L8767","v":0},{"$f":"Daten!M8767","v":0},null,null,0,0,0,0,0,0]
[null,8739,365,12,{"$f":"Daten!L8768","v":0},{"$f":"Daten!M8768","v":0},null,null,0,0,0,0,0,0]
[null,8740,365,12,{"$f":"Daten!L8769","v":0},{"$f":"Daten!M8769","v":0},null,null,0,0,0,0,0,0]
[null,8741,365,12,{"$f":"Daten!L8770","v":0},{"$f":"Daten!M8770","v":0},null,null,0,0,0,0,0,0]
[null,8742,365,12,{"$f":"Daten!L8771","v":0},{"$f":"Daten!M8771","v":0},null,null,0,0,0,0,0,0]
[null,8743,365,12,{"$f":"Daten!L8772","v":0},{"$f":"Daten!M8772","v":0},null,null,0,0,0,0,0,0]
[null,8744,365,12,{"$f":"Daten!L8773","v":0},{"$f":"Daten!M8773","v":0},null,null,0,0,0,0,0,0]
[null,8745,365,12,{"$f":"Daten!L8774","v":0},{"$f":"Daten!M8774","v":0},null,null,0,0,0,0,0,0]
[null,8746,365,12,{"$f":"Daten!L8775","v":0},{"$f":"Daten!M8775","v":0},null,null,0,0,0,0,0,0]
[null,8747,365,12,{"$f":"Daten!L8776","v":0},{"$f":"Daten!M8776","v":0},null,null,0,0,0,0,0,0]
[null,8748,365,12,{"$f":"Daten!L8777","v":0},{"$f":"Daten!M8777","v":0},null,null,0,0,0,0,0,0]
[null,8749,365,12,{"$f":"Daten!L8778","v":0},{"$f":"Daten!M8778","v":0},null,null,0,0,0,0,0,0]
[null,8750,365,12,{"$f":"Daten!L8779","v":0},{"$f":"Daten!M8779","v":0},null,null,0,0,0,0,0,0]
[null,8751,365,12,{"$f":"Daten!L8780","v":0},{"$f":"Daten!M8780","v":0},null,null,0,0,0,0,0,0]
[null,8752,365,12,{"$f":"Daten!L8781","v":0},{"$f":"Daten!M8781","v":0},null,null,0,0,0,0,0,0]
[null,8753,365,12,{"$f":"Daten!L8782","v":0},{"$f":"Daten!M8782","v":0},null,null,0,0,0,0,0,0]
[null,8754,365,12,{"$f":"Daten!L8783","v":0},{"$f":"Daten!M8783","v":0},null,null,0,0,0,0,0,0]
[null,8755,365,12,{"$f":"Daten!L8784","v":0},{"$f":"Daten!M8784","v":0},null,null,0,0,0,0,0,0]
[null,8756,365,12,{"$f":"Daten!L8785","v":0},{"$f":"Daten!M8785","v":0},null,null,0,0,0,0,0,0]
[null,8757,365,12,{"$f":"Daten!L8786","v":0},{"$f":"Daten!M8786","v":0},null,null,0,0,0,0,0,0]
[null,8758,365,12,{"$f":"Daten!L8787","v":0},{"$f":"Daten!M8787","v":0},null,null,0,0,0,0,0,0]
[null,8759,365,12,{"$f":"Daten!L8788","v":0},{"$f":"Daten!M8788","v":0},null,null,0,0,0,0,0,0]
[null,8760,365,12,{"$f":"Daten!L8789","v":0},{"$f":"Daten!M8789","v":0},null,null,0,0,0,0,0,0]

{"sheet":"Berechnungen","index":14,"n_rows":230,"n_cols":11,"rows_kept":230,"cut":false,"hidden":true,"merged":[]}
[]
[null,"Referenzszenario"]
[]
[null,"Monat","Monat","Solarproduktion","Verbrauch","Solar-Einspeisung (linke Achse)","Netzbezug","Solar-Eigenverbrauch (linke Achse)","Eigenverbrauchsquote (rechte Achse)","Autarkiegrad (rechte Achse)"]
[null,1,"Jan",{"$f":"SUMIF(SR!D:D,B22,SR!F:F)/1000","v":0},{"$f":"SUMIF(SR!D:D,B22,SR!E:E)/1000","v":0},{"$f":"SUMIF(SR!D:D,B22,SR!M:M)/1000","v":0},{"$f":"SUMIF(SR!D:D,B22,SR!K:K)/1000","v":0},{"$f":"SUMIF(SR!D:D,B22,SR!J:J)/1000","v":0},{"$f":"IFERROR(H5/D5,0)","v":0},{"$f":"H5/E5","v":{"$error":"#DIV/0!"}}]
[null,2,"Feb",{"$f":"SUMIF(SR!D:D,B23,SR!F:F)/1000","v":0},{"$f":"SUMIF(SR!D:D,B23,SR!E:E)/1000","v":0},{"$f":"SUMIF(SR!D:D,B23,SR!M:M)/1000","v":0},{"$f":"SUMIF(SR!D:D,B23,SR!K:K)/1000","v":0},{"$f":"SUMIF(SR!D:D,B23,SR!J:J)/1000","v":0},{"$f":"IFERROR(H6/D6,0)","v":0},{"$error":"#DIV/0!"}]
[null,3,"Mar",{"$f":"SUMIF(SR!D:D,B24,SR!F:F)/1000","v":0},{"$f":"SUMIF(SR!D:D,B24,SR!E:E)/1000","v":0},{"$f":"SUMIF(SR!D:D,B24,SR!M:M)/1000","v":0},{"$f":"SUMIF(SR!D:D,B24,SR!K:K)/1000","v":0},{"$f":"SUMIF(SR!D:D,B24,SR!J:J)/1000","v":0},0,{"$error":"#DIV/0!"}]
[null,4,"Apr",{"$f":"SUMIF(SR!D:D,B25,SR!F:F)/1000","v":0},{"$f":"SUMIF(SR!D:D,B25,SR!E:E)/1000","v":0},{"$f":"SUMIF(SR!D:D,B25,SR!M:M)/1000","v":0},{"$f":"SUMIF(SR!D:D,B25,SR!K:K)/1000","v":0},{"$f":"SUMIF(SR!D:D,B25,SR!J:J)/1000","v":0},0,{"$error":"#DIV/0!"}]
[null,5,"Mai",{"$f":"SUMIF(SR!D:D,B26,SR!F:F)/1000","v":0},{"$f":"SUMIF(SR!D:D,B26,SR!E:E)/1000","v":0},{"$f":"SUMIF(SR!D:D,B26,SR!M:M)/1000","v":0},{"$f":"SUMIF(SR!D:D,B26,SR!K:K)/1000","v":0},{"$f":"SUMIF(SR!D:D,B26,SR!J:J)/1000","v":0},0,{"$error":"#DIV/0!"}]
[null,6,"Jun",{"$f":"SUMIF(SR!D:D,B27,SR!F:F)/1000","v":0},{"$f":"SUMIF(SR!D:D,B27,SR!E:E)/1000","v":0},{"$f":"SUMIF(SR!D:D,B27,SR!M:M)/1000","v":0},{"$f":"SUMIF(SR!D:D,B27,SR!K:K)/1000","v":0},{"$f":"SUMIF(SR!D:D,B27,SR!J:J)/1000","v":0},0,{"$error":"#DIV/0!"}]
[null,7,"Jul",{"$f":"SUMIF(SR!D:D,B28,SR!F:F)/1000","v":0},{"$f":"SUMIF(SR!D:D,B28,SR!E:E)/1000","v":0},{"$f":"SUMIF(SR!D:D,B28,SR!M:M)/1000","v":0},{"$f":"SUMIF(SR!D:D,B28,SR!K:K)/1000","v":0},{"$f":"SUMIF(SR!D:D,B28,SR!J:J)/1000","v":0},0,{"$error":"#DIV/0!"}]
[null,8,"Aug",{"$f":"SUMIF(SR!D:D,B29,SR!F:F)/1000","v":0},{"$f":"SUMIF(SR!D:D,B29,SR!E:E)/1000","v":0},{"$f":"SUMIF(SR!D:D,B29,SR!M:M)/1000","v":0},{"$f":"SUMIF(SR!D:D,B29,SR!K:K)/1000","v":0},{"$f":"SUMIF(SR!D:D,B29,SR!J:J)/1000","v":0},0,{"$error":"#DIV/0!"}]
[null,9,"Sep",{"$f":"SUMIF(SR!D:D,B30,SR!F:F)/1000","v":0},{"$f":"SUMIF(SR!D:D,B30,SR!E:E)/1000","v":0},{"$f":"SUMIF(SR!D:D,B30,SR!M:M)/1000","v":0},{"$f":"SUMIF(SR!D:D,B30,SR!K:K)/1000","v":0},{"$f":"SUMIF(SR!D:D,B30,SR!J:J)/1000","v":0},0,{"$error":"#DIV/0!"}]
[null,10,"Okt",{"$f":"SUMIF(SR!D:D,B31,SR!F:F)/1000","v":0},{"$f":"SUMIF(SR!D:D,B31,SR!E:E)/1000","v":0},{"$f":"SUMIF(SR!D:D,B31,SR!M:M)/1000","v":0},{"$f":"SUMIF(SR!D:D,B31,SR!K:K)/1000","v":0},{"$f":"SUMIF(SR!D:D,B31,SR!J:J)/1000","v":0},0,{"$error":"#DIV/0!"}]
[null,11,"Nov",{"$f":"SUMIF(SR!D:D,B32,SR!F:F)/1000","v":0},{"$f":"SUMIF(SR!D:D,B32,SR!E:E)/1000","v":0},{"$f":"SUMIF(SR!D:D,B32,SR!M:M)/1000","v":0},{"$f":"SUMIF(SR!D:D,B32,SR!K:K)/1000","v":0},{"$f":"SUMIF(SR!D:D,B32,SR!J:J)/1000","v":0},0,{"$error":"#DIV/0!"}]
[null,12,"Dez",{"$f":"SUMIF(SR!D:D,B33,SR!F:F)/1000","v":0},{"$f":"SUMIF(SR!D:D,B33,SR!E:E)/1000","v":0},{"$f":"SUMIF(SR!D:D,B33,SR!M:M)/1000","v":0},{"$f":"SUMIF(SR!D:D,B33,SR!K:K)/1000","v":0},{"$f":"SUMIF(SR!D:D,B33,SR!J:J)/1000","v":0},0,{"$error":"#DIV/0!"}]
[null,null,null,{"$f":"SUM(D5:D16)","v":0},{"$f":"SUM(E5:E16)","v":0},{"$f":"SUM(F5:F16)","v":0},{"$f":"SUM(G5:G16)","v":0},{"$f":"SUM(H5:H16)","v":0},0,{"$error":"#DIV/0!"}]
[]
[null,"Szenario 1:"]
[]
[null,"Monat","Monat","Solarproduktion","Verbrauch","Solar-Einspeisung (linke Achse)","Netzbezug","Solar-Eigenverbrauch (linke Achse)","Eigenverbrauchsquote (rechte Achse)","Autarkiegrad (rechte Achse)"]
[null,1,"Jan",{"$f":"SUMIF('S1'!D:D,B22,'S1'!F:F)/1000","v":0},{"$f":"SUMIF('S1'!D:D,B22,'S1'!E:E)/1000","v":0},{"$f":"SUMIF('S1'!D:D,B22,'S1'!M:M)/1000","v":0},{"$f":"SUMIF('S1'!D:D,B22,'S1'!K:K)/1000","v":0},{"$f":"SUMIF('S1'!D:D,B22,'S1'!J:J)/1000","v":0},{"$f":"H22/D22","v":{"$error":"#DIV/0!"}},{"$f":"H22/E22","v":{"$error":"#DIV/0!"}}]
[null,2,"Feb",{"$f":"SUMIF('S1'!D:D,B23,'S1'!F:F)/1000","v":0},{"$f":"SUMIF('S1'!D:D,B23,'S1'!E:E)/1000","v":0},{"$f":"SUMIF('S1'!D:D,B23,'S1'!M:M)/1000","v":0},{"$f":"SUMIF('S1'!D:D,B23,'S1'!K:K)/1000","v":0},{"$f":"SUMIF('S1'!D:D,B23,'S1'!J:J)/1000","v":0},{"$error":"#DIV/0!"},{"$error":"#DIV/0!"}]
[null,3,"Mar",{"$f":"SUMIF('S1'!D:D,B24,'S1'!F:F)/1000","v":0},{"$f":"SUMIF('S1'!D:D,B24,'S1'!E:E)/1000","v":0},{"$f":"SUMIF('S1'!D:D,B24,'S1'!M:M)/1000","v":0},{"$f":"SUMIF('S1'!D:D,B24,'S1'!K:K)/1000","v":0},{"$f":"SUMIF('S1'!D:D,B24,'S1'!J:J)/1000","v":0},{"$error":"#DIV/0!"},{"$error":"#DIV/0!"}]
[null,4,"Apr",{"$f":"SUMIF('S1'!D:D,B25,'S1'!F:F)/1000","v":0},{"$f":"SUMIF('S1'!D:D,B25,'S1'!E:E)/1000","v":0},{"$f":"SUMIF('S1'!D:D,B25,'S1'!M:M)/1000","v":0},{"$f":"SUMIF('S1'!D:D,B25,'S1'!K:K)/1000","v":0},{"$f":"SUMIF('S1'!D:D,B25,'S1'!J:J)/1000","v":0},{"$error":"#DIV/0!"},{"$error":"#DIV/0!"}]
[null,5,"Mai",{"$f":"SUMIF('S1'!D:D,B26,'S1'!F:F)/1000","v":0},{"$f":"SUMIF('S1'!D:D,B26,'S1'!E:E)/1000","v":0},{"$f":"SUMIF('S1'!D:D,B26,'S1'!M:M)/1000","v":0},{"$f":"SUMIF('S1'!D:D,B26,'S1'!K:K)/1000","v":0},{"$f":"SUMIF('S1'!D:D,B26,'S1'!J:J)/1000","v":0},{"$error":"#DIV/0!"},{"$error":"#DIV/0!"}]
[null,6,"Jun",{"$f":"SUMIF('S1'!D:D,B27,'S1'!F:F)/1000","v":0},{"$f":"SUMIF('S1'!D:D,B27,'S1'!E:E)/1000","v":0},{"$f":"SUMIF('S1'!D:D,B27,'S1'!M:M)/1000","v":0},{"$f":"SUMIF('S1'!D:D,B27,'S1'!K:K)/1000","v":0},{"$f":"SUMIF('S1'!D:D,B27,'S1'!J:J)/1000","v":0},{"$error":"#DIV/0!"},{"$error":"#DIV/0!"}]
[null,7,"Jul",{"$f":"SUMIF('S1'!D:D,B28,'S1'!F:F)/1000","v":0},{"$f":"SUMIF('S1'!D:D,B28,'S1'!E:E)/1000","v":0},{"$f":"SUMIF('S1'!D:D,B28,'S1'!M:M)/1000","v":0},{"$f":"SUMIF('S1'!D:D,B28,'S1'!K:K)/1000","v":0},{"$f":"SUMIF('S1'!D:D,B28,'S1'!J:J)/1000","v":0},{"$error":"#DIV/0!"},{"$error":"#DIV/0!"}]
[null,8,"Aug",{"$f":"SUMIF('S1'!D:D,B29,'S1'!F:F)/1000","v":0},{"$f":"SUMIF('S1'!D:D,B29,'S1'!E:E)/1000","v":0},{"$f":"SUMIF('S1'!D:D,B29,'S1'!M:M)/1000","v":0},{"$f":"SUMIF('S1'!D:D,B29,'S1'!K:K)/1000","v":0},{"$f":"SUMIF('S1'!D:D,B29,'S1'!J:J)/1000","v":0},{"$error":"#DIV/0!"},{"$error":"#DIV/0!"}]
[null,9,"Sep",{"$f":"SUMIF('S1'!D:D,B30,'S1'!F:F)/1000","v":0},{"$f":"SUMIF('S1'!D:D,B30,'S1'!E:E)/1000","v":0},{"$f":"SUMIF('S1'!D:D,B30,'S1'!M:M)/1000","v":0},{"$f":"SUMIF('S1'!D:D,B30,'S1'!K:K)/1000","v":0},{"$f":"SUMIF('S1'!D:D,B30,'S1'!J:J)/1000","v":0},{"$error":"#DIV/0!"},{"$error":"#DIV/0!"}]
[null,10,"Okt",{"$f":"SUMIF('S1'!D:D,B31,'S1'!F:F)/1000","v":0},{"$f":"SUMIF('S1'!D:D,B31,'S1'!E:E)/1000","v":0},{"$f":"SUMIF('S1'!D:D,B31,'S1'!M:M)/1000","v":0},{"$f":"SUMIF('S1'!D:D,B31,'S1'!K:K)/1000","v":0},{"$f":"SUMIF('S1'!D:D,B31,'S1'!J:J)/1000","v":0},{"$error":"#DIV/0!"},{"$error":"#DIV/0!"}]
[null,11,"Nov",{"$f":"SUMIF('S1'!D:D,B32,'S1'!F:F)/1000","v":0},{"$f":"SUMIF('S1'!D:D,B32,'S1'!E:E)/1000","v":0},{"$f":"SUMIF('S1'!D:D,B32,'S1'!M:M)/1000","v":0},{"$f":"SUMIF('S1'!D:D,B32,'S1'!K:K)/1000","v":0},{"$f":"SUMIF('S1'!D:D,B32,'S1'!J:J)/1000","v":0},{"$error":"#DIV/0!"},{"$error":"#DIV/0!"}]
[null,12,"Dez",{"$f":"SUMIF('S1'!D:D,B33,'S1'!F:F)/1000","v":0},{"$f":"SUMIF('S1'!D:D,B33,'S1'!E:E)/1000","v":0},{"$f":"SUMIF('S1'!D:D,B33,'S1'!M:M)/1000","v":0},{"$f":"SUMIF('S1'!D:D,B33,'S1'!K:K)/1000","v":0},{"$f":"SUMIF('S1'!D:D,B33,'S1'!J:J)/1000","v":0},{"$error":"#DIV/0!"},{"$error":"#DIV/0!"}]
[null,null,null,{"$f":"SUM(D22:D33)","v":0},{"$f":"SUM(E22:E33)","v":0},{"$f":"SUM(F22:F33)","v":0},{"$f":"SUM(G22:G33)","v":0},{"$f":"SUM(H22:H33)","v":0},{"$error":"#DIV/0!"},{"$error":"#DIV/0!"}]
[]
[null,"Szenario 2"]
[]
[null,"Monat","Monat","Solarproduktion","Verbrauch","Solar-Einspeisung (linke Achse)","Netzbezug","Solar-Eigenverbrauch (linke Achse)","Eigenverbrauchsquote (rechte Achse)","Autarkiegrad (rechte Achse)"]
[null,1,"Jan",{"$f":"SUMIF('S2'!D:D,B39,'S2'!F:F)/1000","v":0},{"$f":"SUMIF('S2'!D:D,B39,'S2'!E:E)/1000","v":0},{"$f":"SUMIF('S2'!D:D,B39,'S2'!M:M)/1000","v":0},{"$f":"SUMIF('S2'!D:D,B39,'S2'!K:K)/1000","v":0},{"$f":"SUMIF('S2'!D:D,B39,'S2'!J:J)/1000","v":0},{"$f":"H39/D39","v":{"$error":"#DIV/0!"}},{"$f":"H39/E39","v":{"$error":"#DIV/0!"}}]
[null,2,"Feb",{"$f":"SUMIF('S2'!D:D,B40,'S2'!F:F)/1000","v":0},{"$f":"SUMIF('S2'!D:D,B40,'S2'!E:E)/1000","v":0},{"$f":"SUMIF('S2'!D:D,B40,'S2'!M:M)/1000","v":0},{"$f":"SUMIF('S2'!D:D,B40,'S2'!K:K)/1000","v":0},{"$f":"SUMIF('S2'!D:D,B40,'S2'!J:J)/1000","v":0},{"$f":"H40/D40","v":{"$error":"#DIV/0!"}},{"$error":"#DIV/0!"}]
[null,3,"Mar",{"$f":"SUMIF('S2'!D:D,B41,'S2'!F:F)/1000","v":0},{"$f":"SUMIF('S2'!D:D,B41,'S2'!E:E)/1000","v":0},{"$f":"SUMIF('S2'!D:D,B41,'S2'!M:M)/1000","v":0},{"$f":"SUMIF('S2'!D:D,B41,'S2'!K:K)/1000","v":0},{"$f":"SUMIF('S2'!D:D,B41,'S2'!J:J)/1000","v":0},{"$error":"#DIV/0!"},{"$error":"#DIV/0!"}]
[null,4,"Apr",{"$f":"SUMIF('S2'!D:D,B42,'S2'!F:F)/1000","v":0},{"$f":"SUMIF('S2'!D:D,B42,'S2'!E:E)/1000","v":0},{"$f":"SUMIF('S2'!D:D,B42,'S2'!M:M)/1000","v":0},{"$f":"SUMIF('S2'!D:D,B42,'S2'!K:K)/1000","v":0},{"$f":"SUMIF('S2'!D:D,B42,'S2'!J:J)/1000","v":0},{"$error":"#DIV/0!"},{"$error":"#DIV/0!"}]
[null,5,"Mai",{"$f":"SUMIF('S2'!D:D,B43,'S2'!F:F)/1000","v":0},{"$f":"SUMIF('S2'!D:D,B43,'S2'!E:E)/1000","v":0},{"$f":"SUMIF('S2'!D:D,B43,'S2'!M:M)/1000","v":0},{"$f":"SUMIF('S2'!D:D,B43,'S2'!K:K)/1000","v":0},{"$f":"SUMIF('S2'!D:D,B43,'S2'!J:J)/1000","v":0},{"$error":"#DIV/0!"},{"$error":"#DIV/0!"}]
[null,6,"Jun",{"$f":"SUMIF('S2'!D:D,B44,'S2'!F:F)/1000","v":0},{"$f":"SUMIF('S2'!D:D,B44,'S2'!E:E)/1000","v":0},{"$f":"SUMIF('S2'!D:D,B44,'S2'!M:M)/1000","v":0},{"$f":"SUMIF('S2'!D:D,B44,'S2'!K:K)/1000","v":0},{"$f":"SUMIF('S2'!D:D,B44,'S2'!J:J)/1000","v":0},{"$error":"#DIV/0!"},{"$error":"#DIV/0!"}]
[null,7,"Jul",{"$f":"SUMIF('S2'!D:D,B45,'S2'!F:F)/1000","v":0},{"$f":"SUMIF('S2'!D:D,B45,'S2'!E:E)/1000","v":0},{"$f":"SUMIF('S2'!D:D,B45,'S2'!M:M)/1000","v":0},{"$f":"SUMIF('S2'!D:D,B45,'S2'!K:K)/1000","v":0},{"$f":"SUMIF('S2'!D:D,B45,'S2'!J:J)/1000","v":0},{"$error":"#DIV/0!"},{"$error":"#DIV/0!"}]
[null,8,"Aug",{"$f":"SUMIF('S2'!D:D,B46,'S2'!F:F)/1000","v":0},{"$f":"SUMIF('S2'!D:D,B46,'S2'!E:E)/1000","v":0},{"$f":"SUMIF('S2'!D:D,B46,'S2'!M:M)/1000","v":0},{"$f":"SUMIF('S2'!D:D,B46,'S2'!K:K)/1000","v":0},{"$f":"SUMIF('S2'!D:D,B46,'S2'!J:J)/1000","v":0},{"$error":"#DIV/0!"},{"$error":"#DIV/0!"}]
[null,9,"Sep",{"$f":"SUMIF('S2'!D:D,B47,'S2'!F:F)/1000","v":0},{"$f":"SUMIF('S2'!D:D,B47,'S2'!E:E)/1000","v":0},{"$f":"SUMIF('S2'!D:D,B47,'S2'!M:M)/1000","v":0},{"$f":"SUMIF('S2'!D:D,B47,'S2'!K:K)/1000","v":0},{"$f":"SUMIF('S2'!D:D,B47,'S2'!J:J)/1000","v":0},{"$error":"#DIV/0!"},{"$error":"#DIV/0!"}]
[null,10,"Okt",{"$f":"SUMIF('S2'!D:D,B48,'S2'!F:F)/1000","v":0},{"$f":"SUMIF('S2'!D:D,B48,'S2'!E:E)/1000","v":0},{"$f":"SUMIF('S2'!D:D,B48,'S2'!M:M)/1000","v":0},{"$f":"SUMIF('S2'!D:D,B48,'S2'!K:K)/1000","v":0},{"$f":"SUMIF('S2'!D:D,B48,'S2'!J:J)/1000","v":0},{"$error":"#DIV/0!"},{"$error":"#DIV/0!"}]
[null,11,"Nov",{"$f":"SUMIF('S2'!D:D,B49,'S2'!F:F)/1000","v":0},{"$f":"SUMIF('S2'!D:D,B49,'S2'!E:E)/1000","v":0},{"$f":"SUMIF('S2'!D:D,B49,'S2'!M:M)/1000","v":0},{"$f":"SUMIF('S2'!D:D,B49,'S2'!K:K)/1000","v":0},{"$f":"SUMIF('S2'!D:D,B49,'S2'!J:J)/1000","v":0},{"$error":"#DIV/0!"},{"$error":"#DIV/0!"}]
[null,12,"Dez",{"$f":"SUMIF('S2'!D:D,B50,'S2'!F:F)/1000","v":0},{"$f":"SUMIF('S2'!D:D,B50,'S2'!E:E)/1000","v":0},{"$f":"SUMIF('S2'!D:D,B50,'S2'!M:M)/1000","v":0},{"$f":"SUMIF('S2'!D:D,B50,'S2'!K:K)/1000","v":0},{"$f":"SUMIF('S2'!D:D,B50,'S2'!J:J)/1000","v":0},{"$error":"#DIV/0!"},{"$error":"#DIV/0!"}]
[null,null,null,{"$f":"SUM(D39:D50)","v":0},{"$f":"SUM(E39:E50)","v":0},0,0,0,{"$error":"#DIV/0!"},{"$f":"H51/E51","v":{"$error":"#DIV/0!"}}]
[]
[]
[]
[]
[]
[]
[]
[]
[]
["Woche",{"$f":"Ergebnis!E72","v":18}]
["Tag","Stunde",null,"Solar-produktion","Verbrauch","Netz-Einspeisung","Netzbezug","Solar-Eigenverbrauch","Solarspeicher","Solarspeicher","Speicherung / Entnahme"]
[{"$f":"(B61-1)*7+1","v":120},{"$f":"(A63-1)*24+1","v":2857},"Mo. 0:00",{"$f":"SUMIF('S1'!B:B,B63,'S1'!F:F)/1000","v":0},{"$f":"SUMIF('S1'!B:B,B63,'S1'!E:E)/1000","v":0},{"$f":"SUMIF('S1'!B:B,B63,'S1'!M:M)/1000","v":0},{"$f":"SUMIF('S1'!B:B,B63,'S1'!K:K)/1000","v":0},{"$f":"SUMIF('S1'!B:B,B63,'S1'!J:J)/1000","v":0},{"$f":"SUMIF('S1'!B:B,B63,'S1'!I:I)/BatteriespeicherWh","v":{"$error":"#DIV/0!"}},{"$f":"SUMIF('S1'!B:B,B63,'S1'!I:I)/1000","v":0},{"$f":"SUMIF('S1'!B:B,B63,'S1'!L:L)/1000","v":0}]
[{"$f":"CEILING(B64/24,1)","v":120},{"$f":"B63+1","v":2858},null,{"$f":"SUMIF('S1'!B:B,B64,'S1'!F:F)/1000","v":0},{"$f":"SUMIF('S1'!B:B,B64,'S1'!E:E)/1000","v":0},{"$f":"SUMIF('S1'!B:B,B64,'S1'!M:M)/1000","v":0},{"$f":"SUMIF('S1'!B:B,B64,'S1'!K:K)/1000","v":0},{"$f":"SUMIF('S1'!B:B,B64,'S1'!J:J)/1000","v":0},{"$f":"SUMIF('S1'!B:B,B64,'S1'!I:I)/BatteriespeicherWh","v":{"$error":"#DIV/0!"}},{"$f":"SUMIF('S1'!B:B,B64,'S1'!I:I)/1000","v":0},{"$f":"SUMIF('S1'!B:B,B64,'S1'!L:L)/1000","v":0}]
[{"$f":"CEILING(B65/24,1)","v":120},{"$f":"B64+1","v":2859},null,{"$f":"SUMIF('S1'!B:B,B65,'S1'!F:F)/1000","v":0},{"$f":"SUMIF('S1'!B:B,B65,'S1'!E:E)/1000","v":0},{"$f":"SUMIF('S1'!B:B,B65,'S1'!M:M)/1000","v":0},{"$f":"SUMIF('S1'!B:B,B65,'S1'!K:K)/1000","v":0},{"$f":"SUMIF('S1'!B:B,B65,'S1'!J:J)/1000","v":0},{"$f":"SUMIF('S1'!B:B,B65,'S1'!I:I)/BatteriespeicherWh","v":{"$error":"#DIV/0!"}},{"$f":"SUMIF('S1'!B:B,B65,'S1'!I:I)/1000","v":0},{"$f":"SUMIF('S1'!B:B,B65,'S1'!L:L)/1000","v":0}]
[120,2860,null,{"$f":"SUMIF('S1'!B:B,B66,'S1'!F:F)/1000","v":0},{"$f":"SUMIF('S1'!B:B,B66,'S1'!E:E)/1000","v":0},{"$f":"SUMIF('S1'!B:B,B66,'S1'!M:M)/1000","v":0},{"$f":"SUMIF('S1'!B:B,B66,'S1'!K:K)/1000","v":0},{"$f":"SUMIF('S1'!B:B,B66,'S1'!J:J)/1000","v":0},{"$f":"SUMIF('S1'!B:B,B66,'S1'!I:I)/BatteriespeicherWh","v":{"$error":"#DIV/0!"}},{"$f":"SUMIF('S1'!B:B,B66,'S1'!I:I)/1000","v":0},{"$f":"SUMIF('S1'!B:B,B66,'S1'!L:L)/1000","v":0}]
[120,2861,null,{"$f":"SUMIF('S1'!B:B,B67,'S1'!F:F)/1000","v":0},{"$f":"SUMIF('S1'!B:B,B67,'S1'!E:E)/1000","v":0},{"$f":"SUMIF('S1'!B:B,B67,'S1'!M:M)/1000","v":0},{"$f":"SUMIF('S1'!B:B,B67,'S1'!K:K)/1000","v":0},{"$f":"SUMIF('S1'!B:B,B67,'S1'!J:J)/1000","v":0},{"$f":"SUMIF('S1'!B:B,B67,'S1'!I:I)/BatteriespeicherWh","v":{"$error":"#DIV/0!"}},{"$f":"SUMIF('S1'!B:B,B67,'S1'!I:I)/1000","v":0},{"$f":"SUMIF('S1'!B:B,B67,'S1'!L:L)/1000","v":0}]
[120,2862,null,{"$f":"SUMIF('S1'!B:B,B68,'S1'!F:F)/1000","v":0},{"$f":"SUMIF('S1'!B:B,B68,'S1'!E:E)/1000","v":0},{"$f":"SUMIF('S1'!B:B,B68,'S1'!M:M)/1000","v":0},{"$f":"SUMIF('S1'!B:B,B68,'S1'!K:K)/1000","v":0},{"$f":"SUMIF('S1'!B:B,B68,'S1'!J:J)/1000","v":0},{"$f":"SUMIF('S1'!B:B,B68,'S1'!I:I)/BatteriespeicherWh","v":{"$error":"#DIV/0!"}},{"$f":"SUMIF('S1'!B:B,B68,'S1'!I:I)/1000","v":0},{"$f":"SUMIF('S1'!B:B,B68,'S1'!L:L)/1000","v":0}]
[120,2863,null,{"$f":"SUMIF('S1'!B:B,B69,'S1'!F:F)/1000","v":0},{"$f":"SUMIF('S1'!B:B,B69,'S1'!E:E)/1000","v":0},{"$f":"SUMIF('S1'!B:B,B69,'S1'!M:M)/1000","v":0},{"$f":"SUMIF('S1'!B:B,B69,'S1'!K:K)/1000","v":0},{"$f":"SUMIF('S1'!B:B,B69,'S1'!J:J)/1000","v":0},{"$f":"SUMIF('S1'!B:B,B69,'S1'!I:I)/BatteriespeicherWh","v":{"$error":"#DIV/0!"}},{"$f":"SUMIF('S1'!B:B,B69,'S1'!I:I)/1000","v":0},{"$f":"SUMIF('S1'!B:B,B69,'S1'!L:L)/1000","v":0}]
[120,2864,null,{"$f":"SUMIF('S1'!B:B,B70,'S1'!F:F)/1000","v":0},{"$f":"SUMIF('S1'!B:B,B70,'S1'!E:E)/1000","v":0},{"$f":"SUMIF('S1'!B:B,B70,'S1'!M:M)/1000","v":0},{"$f":"SUMIF('S1'!B:B,B70,'S1'!K:K)/1000","v":0},{"$f":"SUMIF('S1'!B:B,B70,'S1'!J:J)/1000","v":0},{"$f":"SUMIF('S1'!B:B,B70,'S1'!I:I)/BatteriespeicherWh","v":{"$error":"#DIV/0!"}},{"$f":"SUMIF('S1'!B:B,B70,'S1'!I:I)/1000","v":0},{"$f":"SUMIF('S1'!B:B,B70,'S1'!L:L)/1000","v":0}]
[120,2865,null,{"$f":"SUMIF('S1'!B:B,B71,'S1'!F:F)/1000","v":0},{"$f":"SUMIF('S1'!B:B,B71,'S1'!E:E)/1000","v":0},{"$f":"SUMIF('S1'!B:B,B71,'S1'!M:M)/1000","v":0},{"$f":"SUMIF('S1'!B:B,B71,'S1'!K:K)/1000","v":0},{"$f":"SUMIF('S1'!B:B,B71,'S1'!J:J)/1000","v":0},{"$f":"SUMIF('S1'!B:B,B71,'S1'!I:I)/BatteriespeicherWh","v":{"$error":"#DIV/0!"}},{"$f":"SUMIF('S1'!B:B,B71,'S1'!I:I)/1000","v":0},{"$f":"SUMIF('S1'!B:B,B71,'S1'!L:L)/1000","v":0}]
[120,2866,null,{"$f":"SUMIF('S1'!B:B,B72,'S1'!F:F)/1000","v":0},{"$f":"SUMIF('S1'!B:B,B72,'S1'!E:E)/1000","v":0},{"$f":"SUMIF('S1'!B:B,B72,'S1'!M:M)/1000","v":0},{"$f":"SUMIF('S1'!B:B,B72,'S1'!K:K)/1000","v":0},{"$f":"SUMIF('S1'!B:B,B72,'S1'!J:J)/1000","v":0},{"$f":"SUMIF('S1'!B:B,B72,'S1'!I:I)/BatteriespeicherWh","v":{"$error":"#DIV/0!"}},{"$f":"SUMIF('S1'!B:B,B72,'S1'!I:I)/1000","v":0},{"$f":"SUMIF('S1'!B:B,B72,'S1'!L:L)/1000","v":0}]
[120,2867,null,{"$f":"SUMIF('S1'!B:B,B73,'S1'!F:F)/1000","v":0},{"$f":"SUMIF('S1'!B:B,B73,'S1'!E:E)/1000","v":0},{"$f":"SUMIF('S1'!B:B,B73,'S1'!M:M)/1000","v":0},{"$f":"SUMIF('S1'!B:B,B73,'S1'!K:K)/1000","v":0},{"$f":"SUMIF('S1'!B:B,B73,'S1'!J:J)/1000","v":0},{"$f":"SUMIF('S1'!B:B,B73,'S1'!I:I)/BatteriespeicherWh","v":{"$error":"#DIV/0!"}},{"$f":"SUMIF('S1'!B:B,B73,'S1'!I:I)/1000","v":0},{"$f":"SUMIF('S1'!B:B,B73,'S1'!L:L)/1000","v":0}]
[120,2868,null,{"$f":"SUMIF('S1'!B:B,B74,'S1'!F:F)/1000","v":0},{"$f":"SUMIF('S1'!B:B,B74,'S1'!E:E)/1000","v":0},{"$f":"SUMIF('S1'!B:B,B74,'S1'!M:M)/1000","v":0},{"$f":"SUMIF('S1'!B:B,B74,'S1'!K:K)/1000","v":0},{"$f":"SUMIF('S1'!B:B,B74,'S1'!J:J)/1000","v":0},{"$f":"SUMIF('S1'!B:B,B74,'S1'!I:I)/BatteriespeicherWh","v":{"$error":"#DIV/0!"}},{"$f":"SUMIF('S1'!B:B,B74,'S1'!I:I)/1000","v":0},{"$f":"SUMIF('S1'!B:B,B74,'S1'!L:L)/1000","v":0}]
[120,2869,"Mo. 12:00",{"$f":"SUMIF('S1'!B:B,B75,'S1'!F:F)/1000","v":0},{"$f":"SUMIF('S1'!B:B,B75,'S1'!E:E)/1000","v":0},{"$f":"SUMIF('S1'!B:B,B75,'S1'!M:M)/1000","v":0},{"$f":"SUMIF('S1'!B:B,B75,'S1'!K:K)/1000","v":0},{"$f":"SUMIF('S1'!B:B,B75,'S1'!J:J)/1000","v":0},{"$f":"SUMIF('S1'!B:B,B75,'S1'!I:I)/BatteriespeicherWh","v":{"$error":"#DIV/0!"}},{"$f":"SUMIF('S1'!B:B,B75,'S1'!I:I)/1000","v":0},{"$f":"SUMIF('S1'!B:B,B75,'S1'!L:L)/1000","v":0}]
[120,2870,null,{"$f":"SUMIF('S1'!B:B,B76,'S1'!F:F)/1000","v":0},{"$f":"SUMIF('S1'!B:B,B76,'S1'!E:E)/1000","v":0},{"$f":"SUMIF('S1'!B:B,B76,'S1'!M:M)/1000","v":0},{"$f":"SUMIF('S1'!B:B,B76,'S1'!K:K)/1000","v":0},{"$f":"SUMIF('S1'!B:B,B76,'S1'!J:J)/1000","v":0},{"$f":"SUMIF('S1'!B:B,B76,'S1'!I:I)/BatteriespeicherWh","v":{"$error":"#DIV/0!"}},{"$f":"SUMIF('S1'!B:B,B76,'S1'!I:I)/1000","v":0},{"$f":"SUMIF('S1'!B:B,B76,'S1'!L:L)/1000","v":0}]
[120,2871,null,{"$f":"SUMIF('S1'!B:B,B77,'S1'!F:F)/1000","v":0},{"$f":"SUMIF('S1'!B:B,B77,'S1'!E:E)/1000","v":0},{"$f":"SUMIF('S1'!B:B,B77,'S1'!M:M)/1000","v":0},{"$f":"SUMIF('S1'!B:B,B77,'S1'!K:K)/1000","v":0},{"$f":"SUMIF('S1'!B:B,B77,'S1'!J:J)/1000","v":0},{"$f":"SUMIF('S1'!B:B,B77,'S1'!I:I)/BatteriespeicherWh","v":{"$error":"#DIV/0!"}},{"$f":"SUMIF('S1'!B:B,B77,'S1'!I:I)/1000","v":0},{"$f":"SUMIF('S1'!B:B,B77,'S1'!L:L)/1000","v":0}]
[120,2872,null,{"$f":"SUMIF('S1'!B:B,B78,'S1'!F:F)/1000","v":0},{"$f":"SUMIF('S1'!B:B,B78,'S1'!E:E)/1000","v":0},{"$f":"SUMIF('S1'!B:B,B78,'S1'!M:M)/1000","v":0},{"$f":"SUMIF('S1'!B:B,B78,'S1'!K:K)/1000","v":0},{"$f":"SUMIF('S1'!B:B,B78,'S1'!J:J)/1000","v":0},{"$f":"SUMIF('S1'!B:B,B78,'S1'!I:I)/BatteriespeicherWh","v":{"$error":"#DIV/0!"}},{"$f":"SUMIF('S1'!B:B,B78,'S1'!I:I)/1000","v":0},{"$f":"SUMIF('S1'!B:B,B78,'S1'!L:L)/1000","v":0}]
[120,2873,null,{"$f":"SUMIF('S1'!B:B,B79,'S1'!F:F)/1000","v":0},{"$f":"SUMIF('S1'!B:B,B79,'S1'!E:E)/1000","v":0},{"$f":"SUMIF('S1'!B:B,B79,'S1'!M:M)/1000","v":0},{"$f":"SUMIF('S1'!B:B,B79,'S1'!K:K)/1000","v":0},{"$f":"SUMIF('S1'!B:B,B79,'S1'!J:J)/1000","v":0},{"$f":"SUMIF('S1'!B:B,B79,'S1'!I:I)/BatteriespeicherWh","v":{"$error":"#DIV/0!"}},{"$f":"SUMIF('S1'!B:B,B79,'S1'!I:I)/1000","v":0},{"$f":"SUMIF('S1'!B:B,B79,'S1'!L:L)/1000","v":0}]
[120,2874,null,{"$f":"SUMIF('S1'!B:B,B80,'S1'!F:F)/1000","v":0},{"$f":"SUMIF('S1'!B:B,B80,'S1'!E:E)/1000","v":0},{"$f":"SUMIF('S1'!B:B,B80,'S1'!M:M)/1000","v":0},{"$f":"SUMIF('S1'!B:B,B80,'S1'!K:K)/1000","v":0},{"$f":"SUMIF('S1'!B:B,B80,'S1'!J:J)/1000","v":0},{"$f":"SUMIF('S1'!B:B,B80,'S1'!I:I)/BatteriespeicherWh","v":{"$error":"#DIV/0!"}},{"$f":"SUMIF('S1'!B:B,B80,'S1'!I:I)/1000","v":0},{"$f":"SUMIF('S1'!B:B,B80,'S1'!L:L)/1000","v":0}]
[120,2875,null,{"$f":"SUMIF('S1'!B:B,B81,'S1'!F:F)/1000","v":0},{"$f":"SUMIF('S1'!B:B,B81,'S1'!E:E)/1000","v":0},{"$f":"SUMIF('S1'!B:B,B81,'S1'!M:M)/1000","v":0},{"$f":"SUMIF('S1'!B:B,B81,'S1'!K:K)/1000","v":0},{"$f":"SUMIF('S1'!B:B,B81,'S1'!J:J)/1000","v":0},{"$f":"SUMIF('S1'!B:B,B81,'S1'!I:I)/BatteriespeicherWh","v":{"$error":"#DIV/0!"}},{"$f":"SUMIF('S1'!B:B,B81,'S1'!I:I)/1000","v":0},{"$f":"SUMIF('S1'!B:B,B81,'S1'!L:L)/1000","v":0}]
[120,2876,null,{"$f":"SUMIF('S1'!B:B,B82,'S1'!F:F)/1000","v":0},{"$f":"SUMIF('S1'!B:B,B82,'S1'!E:E)/1000","v":0},{"$f":"SUMIF('S1'!B:B,B82,'S1'!M:M)/1000","v":0},{"$f":"SUMIF('S1'!B:B,B82,'S1'!K:K)/1000","v":0},{"$f":"SUMIF('S1'!B:B,B82,'S1'!J:J)/1000","v":0},{"$f":"SUMIF('S1'!B:B,B82,'S1'!I:I)/BatteriespeicherWh","v":{"$error":"#DIV/0!"}},{"$f":"SUMIF('S1'!B:B,B82,'S1'!I:I)/1000","v":0},{"$f":"SUMIF('S1'!B:B,B82,'S1'!L:L)/1000","v":0}]
[120,2877,null,{"$f":"SUMIF('S1'!B:B,B83,'S1'!F:F)/1000","v":0},{"$f":"SUMIF('S1'!B:B,B83,'S1'!E:E)/1000","v":0},{"$f":"SUMIF('S1'!B:B,B83,'S1'!M:M)/1000","v":0},{"$f":"SUMIF('S1'!B:B,B83,'S1'!K:K)/1000","v":0},{"$f":"SUMIF('S1'!B:B,B83,'S1'!J:J)/1000","v":0},{"$f":"SUMIF('S1'!B:B,B83,'S1'!I:I)/BatteriespeicherWh","v":{"$error":"#DIV/0!"}},{"$f":"SUMIF('S1'!B:B,B83,'S1'!I:I)/1000","v":0},{"$f":"SUMIF('S1'!B:B,B83,'S1'!L:L)/1000","v":0}]
[120,2878,null,{"$f":"SUMIF('S1'!B:B,B84,'S1'!F:F)/1000","v":0},{"$f":"SUMIF('S1'!B:B,B84,'S1'!E:E)/1000","v":0},{"$f":"SUMIF('S1'!B:B,B84,'S1'!M:M)/1000","v":0},{"$f":"SUMIF('S1'!B:B,B84,'S1'!K:K)/1000","v":0},{"$f":"SUMIF('S1'!B:B,B84,'S1'!J:J)/1000","v":0},{"$f":"SUMIF('S1'!B:B,B84,'S1'!I:I)/BatteriespeicherWh","v":{"$error":"#DIV/0!"}},{"$f":"SUMIF('S1'!B:B,B84,'S1'!I:I)/1000","v":0},{"$f":"SUMIF('S1'!B:B,B84,'S1'!L:L)/1000","v":0}]
[120,2879,null,{"$f":"SUMIF('S1'!B:B,B85,'S1'!F:F)/1000","v":0},{"$f":"SUMIF('S1'!B:B,B85,'S1'!E:E)/1000","v":0},{"$f":"SUMIF('S1'!B:B,B85,'S1'!M:M)/1000","v":0},{"$f":"SUMIF('S1'!B:B,B85,'S1'!K:K)/1000","v":0},{"$f":"SUMIF('S1'!B:B,B85,'S1'!J:J)/1000","v":0},{"$f":"SUMIF('S1'!B:B,B85,'S1'!I:I)/BatteriespeicherWh","v":{"$error":"#DIV/0!"}},{"$f":"SUMIF('S1'!B:B,B85,'S1'!I:I)/1000","v":0},{"$f":"SUMIF('S1'!B:B,B85,'S1'!L:L)/1000","v":0}]
[120,2880,null,{"$f":"SUMIF('S1'!B:B,B86,'S1'!F:F)/1000","v":0},{"$f":"SUMIF('S1'!B:B,B86,'S1'!E:E)/1000","v":0},{"$f":"SUMIF('S1'!B:B,B86,'S1'!M:M)/1000","v":0},{"$f":"SUMIF('S1'!B:B,B86,'S1'!K:K)/1000","v":0},{"$f":"SUMIF('S1'!B:B,B86,'S1'!J:J)/1000","v":0},{"$f":"SUMIF('S1'!B:B,B86,'S1'!I:I)/BatteriespeicherWh","v":{"$error":"#DIV/0!"}},{"$f":"SUMIF('S1'!B:B,B86,'S1'!I:I)/1000","v":0},{"$f":"SUMIF('S1'!B:B,B86,'S1'!L:L)/1000","v":0}]
[121,2881,"Di. 0:00",{"$f":"SUMIF('S1'!B:B,B87,'S1'!F:F)/1000","v":0},{"$f":"SUMIF('S1'!B:B,B87,'S1'!E:E)/1000","v":0},{"$f":"SUMIF('S1'!B:B,B87,'S1'!M:M)/1000","v":0},{"$f":"SUMIF('S1'!B:B,B87,'S1'!K:K)/1000","v":0},{"$f":"SUMIF('S1'!B:B,B87,'S1'!J:J)/1000","v":0},{"$f":"SUMIF('S1'!B:B,B87,'S1'!I:I)/BatteriespeicherWh","v":{"$error":"#DIV/0!"}},{"$f":"SUMIF('S1'!B:B,B87,'S1'!I:I)/1000","v":0},{"$f":"SUMIF('S1'!B:B,B87,'S1'!L:L)/1000","v":0}]
[121,2882,null,{"$f":"SUMIF('S1'!B:B,B88,'S1'!F:F)/1000","v":0},{"$f":"SUMIF('S1'!B:B,B88,'S1'!E:E)/1000","v":0},{"$f":"SUMIF('S1'!B:B,B88,'S1'!M:M)/1000","v":0},{"$f":"SUMIF('S1'!B:B,B88,'S1'!K:K)/1000","v":0},{"$f":"SUMIF('S1'!B:B,B88,'S1'!J:J)/1000","v":0},{"$f":"SUMIF('S1'!B:B,B88,'S1'!I:I)/BatteriespeicherWh","v":{"$error":"#DIV/0!"}},{"$f":"SUMIF('S1'!B:B,B88,'S1'!I:I)/1000","v":0},{"$f":"SUMIF('S1'!B:B,B88,'S1'!L:L)/1000","v":0}]
[121,2883,null,{"$f":"SUMIF('S1'!B:B,B89,'S1'!F:F)/1000","v":0},{"$f":"SUMIF('S1'!B:B,B89,'S1'!E:E)/1000","v":0},{"$f":"SUMIF('S1'!B:B,B89,'S1'!M:M)/1000","v":0},{"$f":"SUMIF('S1'!B:B,B89,'S1'!K:K)/1000","v":0},{"$f":"SUMIF('S1'!B:B,B89,'S1'!J:J)/1000","v":0},{"$f":"SUMIF('S1'!B:B,B89,'S1'!I:I)/BatteriespeicherWh","v":{"$error":"#DIV/0!"}},{"$f":"SUMIF('S1'!B:B,B89,'S1'!I:I)/1000","v":0},{"$f":"SUMIF('S1'!B:B,B89,'S1'!L:L)/1000","v":0}]
[121,2884,null,{"$f":"SUMIF('S1'!B:B,B90,'S1'!F:F)/1000","v":0},{"$f":"SUMIF('S1'!B:B,B90,'S1'!E:E)/1000","v":0},{"$f":"SUMIF('S1'!B:B,B90,'S1'!M:M)/1000","v":0},{"$f":"SUMIF('S1'!B:B,B90,'S1'!K:K)/1000","v":0},{"$f":"SUMIF('S1'!B:B,B90,'S1'!J:J)/1000","v":0},{"$f":"SUMIF('S1'!B:B,B90,'S1'!I:I)/BatteriespeicherWh","v":{"$error":"#DIV/0!"}},{"$f":"SUMIF('S1'!B:B,B90,'S1'!I:I)/1000","v":0},{"$f":"SUMIF('S1'!B:B,B90,'S1'!L:L)/1000","v":0}]
[121,2885,null,{"$f":"SUMIF('S1'!B:B,B91,'S1'!F:F)/1000","v":0},{"$f":"SUMIF('S1'!B:B,B91,'S1'!E:E)/1000","v":0},{"$f":"SUMIF('S1'!B:B,B91,'S1'!M:M)/1000","v":0},{"$f":"SUMIF('S1'!B:B,B91,'S1'!K:K)/1000","v":0},{"$f":"SUMIF('S1'!B:B,B91,'S1'!J:J)/1000","v":0},{"$f":"SUMIF('S1'!B:B,B91,'S1'!I:I)/BatteriespeicherWh","v":{"$error":"#DIV/0!"}},{"$f":"SUMIF('S1'!B:B,B91,'S1'!I:I)/1000","v":0},{"$f":"SUMIF('S1'!B:B,B91,'S1'!L:L)/1000","v":0}]
[121,2886,null,{"$f":"SUMIF('S1'!B:B,B92,'S1'!F:F)/1000","v":0},{"$f":"SUMIF('S1'!B:B,B92,'S1'!E:E)/1000","v":0},{"$f":"SUMIF('S1'!B:B,B92,'S1'!M:M)/1000","v":0},{"$f":"SUMIF('S1'!B:B,B92,'S1'!K:K)/1000","v":0},{"$f":"SUMIF('S1'!B:B,B92,'S1'!J:J)/1000","v":0},{"$f":"SUMIF('S1'!B:B,B92,'S1'!I:I)/BatteriespeicherWh","v":{"$error":"#DIV/0!"}},{"$f":"SUMIF('S1'!B:B,B92,'S1'!I:I)/1000","v":0},{"$f":"SUMIF('S1'!B:B,B92,'S1'!L:L)/1000","v":0}]
[121,2887,null,{"$f":"SUMIF('S1'!B:B,B93,'S1'!F:F)/1000","v":0},{"$f":"SUMIF('S1'!B:B,B93,'S1'!E:E)/1000","v":0},{"$f":"SUMIF('S1'!B:B,B93,'S1'!M:M)/1000","v":0},{"$f":"SUMIF('S1'!B:B,B93,'S1'!K:K)/1000","v":0},{"$f":"SUMIF('S1'!B:B,B93,'S1'!J:J)/1000","v":0},{"$f":"SUMIF('S1'!B:B,B93,'S1'!I:I)/BatteriespeicherWh","v":{"$error":"#DIV/0!"}},{"$f":"SUMIF('S1'!B:B,B93,'S1'!I:I)/1000","v":0},{"$f":"SUMIF('S1'!B:B,B93,'S1'!L:L)/1000","v":0}]
[121,2888,null,{"$f":"SUMIF('S1'!B:B,B94,'S1'!F:F)/1000","v":0},{"$f":"SUMIF('S1'!B:B,B94,'S1'!E:E)/1000","v":0},{"$f":"SUMIF('S1'!B:B,B94,'S1'!M:M)/1000","v":0},{"$f":"SUMIF('S1'!B:B,B94,'S1'!K:K)/1000","v":0},{"$f":"SUMIF('S1'!B:B,B94,'S1'!J:J)/1000","v":0},{"$f":"SUMIF('S1'!B:B,B94,'S1'!I:I)/BatteriespeicherWh","v":{"$error":"#DIV/0!"}},{"$f":"SUMIF('S1'!B:B,B94,'S1'!I:I)/1000","v":0},{"$f":"SUMIF('S1'!B:B,B94,'S1'!L:L)/1000","v":0}]
[121,2889,null,{"$f":"SUMIF('S1'!B:B,B95,'S1'!F:F)/1000","v":0},{"$f":"SUMIF('S1'!B:B,B95,'S1'!E:E)/1000","v":0},{"$f":"SUMIF('S1'!B:B,B95,'S1'!M:M)/1000","v":0},{"$f":"SUMIF('S1'!B:B,B95,'S1'!K:K)/1000","v":0},{"$f":"SUMIF('S1'!B:B,B95,'S1'!J:J)/1000","v":0},{"$f":"SUMIF('S1'!B:B,B95,'S1'!I:I)/BatteriespeicherWh","v":{"$error":"#DIV/0!"}},{"$f":"SUMIF('S1'!B:B,B95,'S1'!I:I)/1000","v":0},{"$f":"SUMIF('S1'!B:B,B95,'S1'!L:L)/1000","v":0}]
[121,2890,null,{"$f":"SUMIF('S1'!B:B,B96,'S1'!F:F)/1000","v":0},{"$f":"SUMIF('S1'!B:B,B96,'S1'!E:E)/1000","v":0},{"$f":"SUMIF('S1'!B:B,B96,'S1'!M:M)/1000","v":0},{"$f":"SUMIF('S1'!B:B,B96,'S1'!K:K)/1000","v":0},{"$f":"SUMIF('S1'!B:B,B96,'S1'!J:J)/1000","v":0},{"$f":"SUMIF('S1'!B:B,B96,'S1'!I:I)/BatteriespeicherWh","v":{"$error":"#DIV/0!"}},{"$f":"SUMIF('S1'!B:B,B96,'S1'!I:I)/1000","v":0},{"$f":"SUMIF('S1'!B:B,B96,'S1'!L:L)/1000","v":0}]
[121,2891,null,{"$f":"SUMIF('S1'!B:B,B97,'S1'!F:F)/1000","v":0},{"$f":"SUMIF('S1'!B:B,B97,'S1'!E:E)/1000","v":0},{"$f":"SUMIF('S1'!B:B,B97,'S1'!M:M)/1000","v":0},{"$f":"SUMIF('S1'!B:B,B97,'S1'!K:K)/1000","v":0},{"$f":"SUMIF('S1'!B:B,B97,'S1'!J:J)/1000","v":0},{"$f":"SUMIF('S1'!B:B,B97,'S1'!I:I)/BatteriespeicherWh","v":{"$error":"#DIV/0!"}},{"$f":"SUMIF('S1'!B:B,B97,'S1'!I:I)/1000","v":0},{"$f":"SUMIF('S1'!B:B,B97,'S1'!L:L)/1000","v":0}]
[121,2892,null,{"$f":"SUMIF('S1'!B:B,B98,'S1'!F:F)/1000","v":0},{"$f":"SUMIF('S1'!B:B,B98,'S1'!E:E)/1000","v":0},{"$f":"SUMIF('S1'!B:B,B98,'S1'!M:M)/1000","v":0},{"$f":"SUMIF('S1'!B:B,B98,'S1'!K:K)/1000","v":0},{"$f":"SUMIF('S1'!B:B,B98,'S1'!J:J)/1000","v":0},{"$f":"SUMIF('S1'!B:B,B98,'S1'!I:I)/BatteriespeicherWh","v":{"$error":"#DIV/0!"}},{"$f":"SUMIF('S1'!B:B,B98,'S1'!I:I)/1000","v":0},{"$f":"SUMIF('S1'!B:B,B98,'S1'!L:L)/1000","v":0}]
[121,2893,"Di. 12:00",{"$f":"SUMIF('S1'!B:B,B99,'S1'!F:F)/1000","v":0},{"$f":"SUMIF('S1'!B:B,B99,'S1'!E:E)/1000","v":0},{"$f":"SUMIF('S1'!B:B,B99,'S1'!M:M)/1000","v":0},{"$f":"SUMIF('S1'!B:B,B99,'S1'!K:K)/1000","v":0},{"$f":"SUMIF('S1'!B:B,B99,'S1'!J:J)/1000","v":0},{"$f":"SUMIF('S1'!B:B,B99,'S1'!I:I)/BatteriespeicherWh","v":{"$error":"#DIV/0!"}},{"$f":"SUMIF('S1'!B:B,B99,'S1'!I:I)/1000","v":0},{"$f":"SUMIF('S1'!B:B,B99,'S1'!L:L)/1000","v":0}]
[121,2894,null,{"$f":"SUMIF('S1'!B:B,B100,'S1'!F:F)/1000","v":0},{"$f":"SUMIF('S1'!B:B,B100,'S1'!E:E)/1000","v":0},{"$f":"SUMIF('S1'!B:B,B100,'S1'!M:M)/1000","v":0},{"$f":"SUMIF('S1'!B:B,B100,'S1'!K:K)/1000","v":0},{"$f":"SUMIF('S1'!B:B,B100,'S1'!J:J)/1000","v":0},{"$f":"SUMIF('S1'!B:B,B100,'S1'!I:I)/BatteriespeicherWh","v":{"$error":"#DIV/0!"}},{"$f":"SUMIF('S1'!B:B,B100,'S1'!I:I)/1000","v":0},{"$f":"SUMIF('S1'!B:B,B100,'S1'!L:L)/1000","v":0}]
[121,2895,null,{"$f":"SUMIF('S1'!B:B,B101,'S1'!F:F)/1000","v":0},{"$f":"SUMIF('S1'!B:B,B101,'S1'!E:E)/1000","v":0},{"$f":"SUMIF('S1'!B:B,B101,'S1'!M:M)/1000","v":0},{"$f":"SUMIF('S1'!B:B,B101,'S1'!K:K)/1000","v":0},{"$f":"SUMIF('S1'!B:B,B101,'S1'!J:J)/1000","v":0},{"$f":"SUMIF('S1'!B:B,B101,'S1'!I:I)/BatteriespeicherWh","v":{"$error":"#DIV/0!"}},{"$f":"SUMIF('S1'!B:B,B101,'S1'!I:I)/1000","v":0},{"$f":"SUMIF('S1'!B:B,B101,'S1'!L:L)/1000","v":0}]
[121,2896,null,{"$f":"SUMIF('S1'!B:B,B102,'S1'!F:F)/1000","v":0},{"$f":"SUMIF('S1'!B:B,B102,'S1'!E:E)/1000","v":0},{"$f":"SUMIF('S1'!B:B,B102,'S1'!M:M)/1000","v":0},{"$f":"SUMIF('S1'!B:B,B102,'S1'!K:K)/1000","v":0},{"$f":"SUMIF('S1'!B:B,B102,'S1'!J:J)/1000","v":0},{"$f":"SUMIF('S1'!B:B,B102,'S1'!I:I)/BatteriespeicherWh","v":{"$error":"#DIV/0!"}},{"$f":"SUMIF('S1'!B:B,B102,'S1'!I:I)/1000","v":0},{"$f":"SUMIF('S1'!B:B,B102,'S1'!L:L)/1000","v":0}]
[121,2897,null,{"$f":"SUMIF('S1'!B:B,B103,'S1'!F:F)/1000","v":0},{"$f":"SUMIF('S1'!B:B,B103,'S1'!E:E)/1000","v":0},{"$f":"SUMIF('S1'!B:B,B103,'S1'!M:M)/1000","v":0},{"$f":"SUMIF('S1'!B:B,B103,'S1'!K:K)/1000","v":0},{"$f":"SUMIF('S1'!B:B,B103,'S1'!J:J)/1000","v":0},{"$f":"SUMIF('S1'!B:B,B103,'S1'!I:I)/BatteriespeicherWh","v":{"$error":"#DIV/0!"}},{"$f":"SUMIF('S1'!B:B,B103,'S1'!I:I)/1000","v":0},{"$f":"SUMIF('S1'!B:B,B103,'S1'!L:L)/1000","v":0}]
[121,2898,null,{"$f":"SUMIF('S1'!B:B,B104,'S1'!F:F)/1000","v":0},{"$f":"SUMIF('S1'!B:B,B104,'S1'!E:E)/1000","v":0},{"$f":"SUMIF('S1'!B:B,B104,'S1'!M:M)/1000","v":0},{"$f":"SUMIF('S1'!B:B,B104,'S1'!K:K)/1000","v":0},{"$f":"SUMIF('S1'!B:B,B104,'S1'!J:J)/1000","v":0},{"$f":"SUMIF('S1'!B:B,B104,'S1'!I:I)/BatteriespeicherWh","v":{"$error":"#DIV/0!"}},{"$f":"SUMIF('S1'!B:B,B104,'S1'!I:I)/1000","v":0},{"$f":"SUMIF('S1'!B:B,B104,'S1'!L:L)/1000","v":0}]
[121,2899,null,{"$f":"SUMIF('S1'!B:B,B105,'S1'!F:F)/1000","v":0},{"$f":"SUMIF('S1'!B:B,B105,'S1'!E:E)/1000","v":0},{"$f":"SUMIF('S1'!B:B,B105,'S1'!M:M)/1000","v":0},{"$f":"SUMIF('S1'!B:B,B105,'S1'!K:K)/1000","v":0},{"$f":"SUMIF('S1'!B:B,B105,'S1'!J:J)/1000","v":0},{"$f":"SUMIF('S1'!B:B,B105,'S1'!I:I)/BatteriespeicherWh","v":{"$error":"#DIV/0!"}},{"$f":"SUMIF('S1'!B:B,B105,'S1'!I:I)/1000","v":0},{"$f":"SUMIF('S1'!B:B,B105,'S1'!L:L)/1000","v":0}]
[121,2900,null,{"$f":"SUMIF('S1'!B:B,B106,'S1'!F:F)/1000","v":0},{"$f":"SUMIF('S1'!B:B,B106,'S1'!E:E)/1000","v":0},{"$f":"SUMIF('S1'!B:B,B106,'S1'!M:M)/1000","v":0},{"$f":"SUMIF('S1'!B:B,B106,'S1'!K:K)/1000","v":0},{"$f":"SUMIF('S1'!B:B,B106,'S1'!J:J)/1000","v":0},{"$f":"SUMIF('S1'!B:B,B106,'S1'!I:I)/BatteriespeicherWh","v":{"$error":"#DIV/0!"}},{"$f":"SUMIF('S1'!B:B,B106,'S1'!I:I)/1000","v":0},{"$f":"SUMIF('S1'!B:B,B106,'S1'!L:L)/1000","v":0}]
[121,2901,null,{"$f":"SUMIF('S1'!B:B,B107,'S1'!F:F)/1000","v":0},{"$f":"SUMIF('S1'!B:B,B107,'S1'!E:E)/1000","v":0},{"$f":"SUMIF('S1'!B:B,B107,'S1'!M:M)/1000","v":0},{"$f":"SUMIF('S1'!B:B,B107,'S1'!K:K)/1000","v":0},{"$f":"SUMIF('S1'!B:B,B107,'S1'!J:J)/1000","v":0},{"$f":"SUMIF('S1'!B:B,B107,'S1'!I:I)/BatteriespeicherWh","v":{"$error":"#DIV/0!"}},{"$f":"SUMIF('S1'!B:B,B107,'S1'!I:I)/1000","v":0},{"$f":"SUMIF('S1'!B:B,B107,'S1'!L:L)/1000","v":0}]
[121,2902,null,{"$f":"SUMIF('S1'!B:B,B108,'S1'!F:F)/1000","v":0},{"$f":"SUMIF('S1'!B:B,B108,'S1'!E:E)/1000","v":0},{"$f":"SUMIF('S1'!B:B,B108,'S1'!M:M)/1000","v":0},{"$f":"SUMIF('S1'!B:B,B108,'S1'!K:K)/1000","v":0},{"$f":"SUMIF('S1'!B:B,B108,'S1'!J:J)/1000","v":0},{"$f":"SUMIF('S1'!B:B,B108,'S1'!I:I)/BatteriespeicherWh","v":{"$error":"#DIV/0!"}},{"$f":"SUMIF('S1'!B:B,B108,'S1'!I:I)/1000","v":0},{"$f":"SUMIF('S1'!B:B,B108,'S1'!L:L)/1000","v":0}]
[121,2903,null,{"$f":"SUMIF('S1'!B:B,B109,'S1'!F:F)/1000","v":0},{"$f":"SUMIF('S1'!B:B,B109,'S1'!E:E)/1000","v":0},{"$f":"SUMIF('S1'!B:B,B109,'S1'!M:M)/1000","v":0},{"$f":"SUMIF('S1'!B:B,B109,'S1'!K:K)/1000","v":0},{"$f":"SUMIF('S1'!B:B,B109,'S1'!J:J)/1000","v":0},{"$f":"SUMIF('S1'!B:B,B109,'S1'!I:I)/BatteriespeicherWh","v":{"$error":"#DIV/0!"}},{"$f":"SUMIF('S1'!B:B,B109,'S1'!I:I)/1000","v":0},{"$f":"SUMIF('S1'!B:B,B109,'S1'!L:L)/1000","v":0}]
[121,2904,null,{"$f":"SUMIF('S1'!B:B,B110,'S1'!F:F)/1000","v":0},{"$f":"SUMIF('S1'!B:B,B110,'S1'!E:E)/1000","v":0},{"$f":"SUMIF('S1'!B:B,B110,'S1'!M:M)/1000","v":0},{"$f":"SUMIF('S1'!B:B,B110,'S1'!K:K)/1000","v":0},{"$f":"SUMIF('S1'!B:B,B110,'S1'!J:J)/1000","v":0},{"$f":"SUMIF('S1'!B:B,B110,'S1'!I:I)/BatteriespeicherWh","v":{"$error":"#DIV/0!"}},{"$f":"SUMIF('S1'!B:B,B110,'S1'!I:I)/1000","v":0},{"$f":"SUMIF('S1'!B:B,B110,'S1'!L:L)/1000","v":0}]
[122,2905,"Mi. 0:00",{"$f":"SUMIF('S1'!B:B,B111,'S1'!F:F)/1000","v":0},{"$f":"SUMIF('S1'!B:B,B111,'S1'!E:E)/1000","v":0},{"$f":"SUMIF('S1'!B:B,B111,'S1'!M:M)/1000","v":0},{"$f":"SUMIF('S1'!B:B,B111,'S1'!K:K)/1000","v":0},{"$f":"SUMIF('S1'!B:B,B111,'S1'!J:J)/1000","v":0},{"$f":"SUMIF('S1'!B:B,B111,'S1'!I:I)/BatteriespeicherWh","v":{"$error":"#DIV/0!"}},{"$f":"SUMIF('S1'!B:B,B111,'S1'!I:I)/1000","v":0},{"$f":"SUMIF('S1'!B:B,B111,'S1'!L:L)/1000","v":0}]
[122,2906,null,{"$f":"SUMIF('S1'!B:B,B112,'S1'!F:F)/1000","v":0},{"$f":"SUMIF('S1'!B:B,B112,'S1'!E:E)/1000","v":0},{"$f":"SUMIF('S1'!B:B,B112,'S1'!M:M)/1000","v":0},{"$f":"SUMIF('S1'!B:B,B112,'S1'!K:K)/1000","v":0},{"$f":"SUMIF('S1'!B:B,B112,'S1'!J:J)/1000","v":0},{"$f":"SUMIF('S1'!B:B,B112,'S1'!I:I)/BatteriespeicherWh","v":{"$error":"#DIV/0!"}},{"$f":"SUMIF('S1'!B:B,B112,'S1'!I:I)/1000","v":0},{"$f":"SUMIF('S1'!B:B,B112,'S1'!L:L)/1000","v":0}]
[122,2907,null,{"$f":"SUMIF('S1'!B:B,B113,'S1'!F:F)/1000","v":0},{"$f":"SUMIF('S1'!B:B,B113,'S1'!E:E)/1000","v":0},{"$f":"SUMIF('S1'!B:B,B113,'S1'!M:M)/1000","v":0},{"$f":"SUMIF('S1'!B:B,B113,'S1'!K:K)/1000","v":0},{"$f":"SUMIF('S1'!B:B,B113,'S1'!J:J)/1000","v":0},{"$f":"SUMIF('S1'!B:B,B113,'S1'!I:I)/BatteriespeicherWh","v":{"$error":"#DIV/0!"}},{"$f":"SUMIF('S1'!B:B,B113,'S1'!I:I)/1000","v":0},{"$f":"SUMIF('S1'!B:B,B113,'S1'!L:L)/1000","v":0}]
[122,2908,null,{"$f":"SUMIF('S1'!B:B,B114,'S1'!F:F)/1000","v":0},{"$f":"SUMIF('S1'!B:B,B114,'S1'!E:E)/1000","v":0},{"$f":"SUMIF('S1'!B:B,B114,'S1'!M:M)/1000","v":0},{"$f":"SUMIF('S1'!B:B,B114,'S1'!K:K)/1000","v":0},{"$f":"SUMIF('S1'!B:B,B114,'S1'!J:J)/1000","v":0},{"$f":"SUMIF('S1'!B:B,B114,'S1'!I:I)/BatteriespeicherWh","v":{"$error":"#DIV/0!"}},{"$f":"SUMIF('S1'!B:B,B114,'S1'!I:I)/1000","v":0},{"$f":"SUMIF('S1'!B:B,B114,'S1'!L:L)/1000","v":0}]
[122,2909,null,{"$f":"SUMIF('S1'!B:B,B115,'S1'!F:F)/1000","v":0},{"$f":"SUMIF('S1'!B:B,B115,'S1'!E:E)/1000","v":0},{"$f":"SUMIF('S1'!B:B,B115,'S1'!M:M)/1000","v":0},{"$f":"SUMIF('S1'!B:B,B115,'S1'!K:K)/1000","v":0},{"$f":"SUMIF('S1'!B:B,B115,'S1'!J:J)/1000","v":0},{"$f":"SUMIF('S1'!B:B,B115,'S1'!I:I)/BatteriespeicherWh","v":{"$error":"#DIV/0!"}},{"$f":"SUMIF('S1'!B:B,B115,'S1'!I:I)/1000","v":0},{"$f":"SUMIF('S1'!B:B,B115,'S1'!L:L)/1000","v":0}]
[122,2910,null,{"$f":"SUMIF('S1'!B:B,B116,'S1'!F:F)/1000","v":0},{"$f":"SUMIF('S1'!B:B,B116,'S1'!E:E)/1000","v":0},{"$f":"SUMIF('S1'!B:B,B116,'S1'!M:M)/1000","v":0},{"$f":"SUMIF('S1'!B:B,B116,'S1'!K:K)/1000","v":0},{"$f":"SUMIF('S1'!B:B,B116,'S1'!J:J)/1000","v":0},{"$f":"SUMIF('S1'!B:B,B116,'S1'!I:I)/BatteriespeicherWh","v":{"$error":"#DIV/0!"}},{"$f":"SUMIF('S1'!B:B,B116,'S1'!I:I)/1000","v":0},{"$f":"SUMIF('S1'!B:B,B116,'S1'!L:L)/1000","v":0}]
[122,2911,null,{"$f":"SUMIF('S1'!B:B,B117,'S1'!F:F)/1000","v":0},{"$f":"SUMIF('S1'!B:B,B117,'S1'!E:E)/1000","v":0},{"$f":"SUMIF('S1'!B:B,B117,'S1'!M:M)/1000","v":0},{"$f":"SUMIF('S1'!B:B,B117,'S1'!K:K)/1000","v":0},{"$f":"SUMIF('S1'!B:B,B117,'S1'!J:J)/1000","v":0},{"$f":"SUMIF('S1'!B:B,B117,'S1'!I:I)/BatteriespeicherWh","v":{"$error":"#DIV/0!"}},{"$f":"SUMIF('S1'!B:B,B117,'S1'!I:I)/1000","v":0},{"$f":"SUMIF('S1'!B:B,B117,'S1'!L:L)/1000","v":0}]
[122,2912,null,{"$f":"SUMIF('S1'!B:B,B118,'S1'!F:F)/1000","v":0},{"$f":"SUMIF('S1'!B:B,B118,'S1'!E:E)/1000","v":0},{"$f":"SUMIF('S1'!B:B,B118,'S1'!M:M)/1000","v":0},{"$f":"SUMIF('S1'!B:B,B118,'S1'!K:K)/1000","v":0},{"$f":"SUMIF('S1'!B:B,B118,'S1'!J:J)/1000","v":0},{"$f":"SUMIF('S1'!B:B,B118,'S1'!I:I)/BatteriespeicherWh","v":{"$error":"#DIV/0!"}},{"$f":"SUMIF('S1'!B:B,B118,'S1'!I:I)/1000","v":0},{"$f":"SUMIF('S1'!B:B,B118,'S1'!L:L)/1000","v":0}]
[122,2913,null,{"$f":"SUMIF('S1'!B:B,B119,'S1'!F:F)/1000","v":0},{"$f":"SUMIF('S1'!B:B,B119,'S1'!E:E)/1000","v":0},{"$f":"SUMIF('S1'!B:B,B119,'S1'!M:M)/1000","v":0},{"$f":"SUMIF('S1'!B:B,B119,'S1'!K:K)/1000","v":0},{"$f":"SUMIF('S1'!B:B,B119,'S1'!J:J)/1000","v":0},{"$f":"SUMIF('S1'!B:B,B119,'S1'!I:I)/BatteriespeicherWh","v":{"$error":"#DIV/0!"}},{"$f":"SUMIF('S1'!B:B,B119,'S1'!I:I)/1000","v":0},{"$f":"SUMIF('S1'!B:B,B119,'S1'!L:L)/1000","v":0}]
[122,2914,null,{"$f":"SUMIF('S1'!B:B,B120,'S1'!F:F)/1000","v":0},{"$f":"SUMIF('S1'!B:B,B120,'S1'!E:E)/1000","v":0},{"$f":"SUMIF('S1'!B:B,B120,'S1'!M:M)/1000","v":0},{"$f":"SUMIF('S1'!B:B,B120,'S1'!K:K)/1000","v":0},{"$f":"SUMIF('S1'!B:B,B120,'S1'!J:J)/1000","v":0},{"$f":"SUMIF('S1'!B:B,B120,'S1'!I:I)/BatteriespeicherWh","v":{"$error":"#DIV/0!"}},{"$f":"SUMIF('S1'!B:B,B120,'S1'!I:I)/1000","v":0},{"$f":"SUMIF('S1'!B:B,B120,'S1'!L:L)/1000","v":0}]
[122,2915,null,{"$f":"SUMIF('S1'!B:B,B121,'S1'!F:F)/1000","v":0},{"$f":"SUMIF('S1'!B:B,B121,'S1'!E:E)/1000","v":0},{"$f":"SUMIF('S1'!B:B,B121,'S1'!M:M)/1000","v":0},{"$f":"SUMIF('S1'!B:B,B121,'S1'!K:K)/1000","v":0},{"$f":"SUMIF('S1'!B:B,B121,'S1'!J:J)/1000","v":0},{"$f":"SUMIF('S1'!B:B,B121,'S1'!I:I)/BatteriespeicherWh","v":{"$error":"#DIV/0!"}},{"$f":"SUMIF('S1'!B:B,B121,'S1'!I:I)/1000","v":0},{"$f":"SUMIF('S1'!B:B,B121,'S1'!L:L)/1000","v":0}]
[122,2916,null,{"$f":"SUMIF('S1'!B:B,B122,'S1'!F:F)/1000","v":0},{"$f":"SUMIF('S1'!B:B,B122,'S1'!E:E)/1000","v":0},{"$f":"SUMIF('S1'!B:B,B122,'S1'!M:M)/1000","v":0},{"$f":"SUMIF('S1'!B:B,B122,'S1'!K:K)/1000","v":0},{"$f":"SUMIF('S1'!B:B,B122,'S1'!J:J)/1000","v":0},{"$f":"SUMIF('S1'!B:B,B122,'S1'!I:I)/BatteriespeicherWh","v":{"$error":"#DIV/0!"}},{"$f":"SUMIF('S1'!B:B,B122,'S1'!I:I)/1000","v":0},{"$f":"SUMIF('S1'!B:B,B122,'S1'!L:L)/1000","v":0}]
[122,2917,"Mi. 12:00",{"$f":"SUMIF('S1'!B:B,B123,'S1'!F:F)/1000","v":0},{"$f":"SUMIF('S1'!B:B,B123,'S1'!E:E)/1000","v":0},{"$f":"SUMIF('S1'!B:B,B123,'S1'!M:M)/1000","v":0},{"$f":"SUMIF('S1'!B:B,B123,'S1'!K:K)/1000","v":0},{"$f":"SUMIF('S1'!B:B,B123,'S1'!J:J)/1000","v":0},{"$f":"SUMIF('S1'!B:B,B123,'S1'!I:I)/BatteriespeicherWh","v":{"$error":"#DIV/0!"}},{"$f":"SUMIF('S1'!B:B,B123,'S1'!I:I)/1000","v":0},{"$f":"SUMIF('S1'!B:B,B123,'S1'!L:L)/1000","v":0}]
[122,2918,null,{"$f":"SUMIF('S1'!B:B,B124,'S1'!F:F)/1000","v":0},{"$f":"SUMIF('S1'!B:B,B124,'S1'!E:E)/1000","v":0},{"$f":"SUMIF('S1'!B:B,B124,'S1'!M:M)/1000","v":0},{"$f":"SUMIF('S1'!B:B,B124,'S1'!K:K)/1000","v":0},{"$f":"SUMIF('S1'!B:B,B124,'S1'!J:J)/1000","v":0},{"$f":"SUMIF('S1'!B:B,B124,'S1'!I:I)/BatteriespeicherWh","v":{"$error":"#DIV/0!"}},{"$f":"SUMIF('S1'!B:B,B124,'S1'!I:I)/1000","v":0},{"$f":"SUMIF('S1'!B:B,B124,'S1'!L:L)/1000","v":0}]
[122,2919,null,{"$f":"SUMIF('S1'!B:B,B125,'S1'!F:F)/1000","v":0},{"$f":"SUMIF('S1'!B:B,B125,'S1'!E:E)/1000","v":0},{"$f":"SUMIF('S1'!B:B,B125,'S1'!M:M)/1000","v":0},{"$f":"SUMIF('S1'!B:B,B125,'S1'!K:K)/1000","v":0},{"$f":"SUMIF('S1'!B:B,B125,'S1'!J:J)/1000","v":0},{"$f":"SUMIF('S1'!B:B,B125,'S1'!I:I)/BatteriespeicherWh","v":{"$error":"#DIV/0!"}},{"$f":"SUMIF('S1'!B:B,B125,'S1'!I:I)/1000","v":0},{"$f":"SUMIF('S1'!B:B,B125,'S1'!L:L)/1000","v":0}]
[122,2920,null,{"$f":"SUMIF('S1'!B:B,B126,'S1'!F:F)/1000","v":0},{"$f":"SUMIF('S1'!B:B,B126,'S1'!E:E)/1000","v":0},{"$f":"SUMIF('S1'!B:B,B126,'S1'!M:M)/1000","v":0},{"$f":"SUMIF('S1'!B:B,B126,'S1'!K:K)/1000","v":0},{"$f":"SUMIF('S1'!B:B,B126,'S1'!J:J)/1000","v":0},{"$f":"SUMIF('S1'!B:B,B126,'S1'!I:I)/BatteriespeicherWh","v":{"$error":"#DIV/0!"}},{"$f":"SUMIF('S1'!B:B,B126,'S1'!I:I)/1000","v":0},{"$f":"SUMIF('S1'!B:B,B126,'S1'!L:L)/1000","v":0}]
[122,2921,null,{"$f":"SUMIF('S1'!B:B,B127,'S1'!F:F)/1000","v":0},{"$f":"SUMIF('S1'!B:B,B127,'S1'!E:E)/1000","v":0},{"$f":"SUMIF('S1'!B:B,B127,'S1'!M:M)/1000","v":0},{"$f":"SUMIF('S1'!B:B,B127,'S1'!K:K)/1000","v":0},{"$f":"SUMIF('S1'!B:B,B127,'S1'!J:J)/1000","v":0},{"$f":"SUMIF('S1'!B:B,B127,'S1'!I:I)/BatteriespeicherWh","v":{"$error":"#DIV/0!"}},{"$f":"SUMIF('S1'!B:B,B127,'S1'!I:I)/1000","v":0},{"$f":"SUMIF('S1'!B:B,B127,'S1'!L:L)/1000","v":0}]
[122,2922,null,{"$f":"SUMIF('S1'!B:B,B128,'S1'!F:F)/1000","v":0},{"$f":"SUMIF('S1'!B:B,B128,'S1'!E:E)/1000","v":0},{"$f":"SUMIF('S1'!B:B,B128,'S1'!M:M)/1000","v":0},{"$f":"SUMIF('S1'!B:B,B128,'S1'!K:K)/1000","v":0},{"$f":"SUMIF('S1'!B:B,B128,'S1'!J:J)/1000","v":0},{"$f":"SUMIF('S1'!B:B,B128,'S1'!I:I)/BatteriespeicherWh","v":{"$error":"#DIV/0!"}},{"$f":"SUMIF('S1'!B:B,B128,'S1'!I:I)/1000","v":0},{"$f":"SUMIF('S1'!B:B,B128,'S1'!L:L)/1000","v":0}]
[{"$f":"CEILING(B129/24,1)","v":122},{"$f":"B128+1","v":2923},null,{"$f":"SUMIF('S1'!B:B,B129,'S1'!F:F)/1000","v":0},{"$f":"SUMIF('S1'!B:B,B129,'S1'!E:E)/1000","v":0},{"$f":"SUMIF('S1'!B:B,B129,'S1'!M:M)/1000","v":0},{"$f":"SUMIF('S1'!B:B,B129,'S1'!K:K)/1000","v":0},{"$f":"SUMIF('S1'!B:B,B129,'S1'!J:J)/1000","v":0},{"$f":"SUMIF('S1'!B:B,B129,'S1'!I:I)/BatteriespeicherWh","v":{"$error":"#DIV/0!"}},{"$f":"SUMIF('S1'!B:B,B129,'S1'!I:I)/1000","v":0},{"$f":"SUMIF('S1'!B:B,B129,'S1'!L:L)/1000","v":0}]
[122,2924,null,{"$f":"SUMIF('S1'!B:B,B130,'S1'!F:F)/1000","v":0},{"$f":"SUMIF('S1'!B:B,B130,'S1'!E:E)/1000","v":0},{"$f":"SUMIF('S1'!B:B,B130,'S1'!M:M)/1000","v":0},{"$f":"SUMIF('S1'!B:B,B130,'S1'!K:K)/1000","v":0},{"$f":"SUMIF('S1'!B:B,B130,'S1'!J:J)/1000","v":0},{"$f":"SUMIF('S1'!B:B,B130,'S1'!I:I)/BatteriespeicherWh","v":{"$error":"#DIV/0!"}},{"$f":"SUMIF('S1'!B:B,B130,'S1'!I:I)/1000","v":0},{"$f":"SUMIF('S1'!B:B,B130,'S1'!L:L)/1000","v":0}]
[122,2925,null,{"$f":"SUMIF('S1'!B:B,B131,'S1'!F:F)/1000","v":0},{"$f":"SUMIF('S1'!B:B,B131,'S1'!E:E)/1000","v":0},{"$f":"SUMIF('S1'!B:B,B131,'S1'!M:M)/1000","v":0},{"$f":"SUMIF('S1'!B:B,B131,'S1'!K:K)/1000","v":0},{"$f":"SUMIF('S1'!B:B,B131,'S1'!J:J)/1000","v":0},{"$f":"SUMIF('S1'!B:B,B131,'S1'!I:I)/BatteriespeicherWh","v":{"$error":"#DIV/0!"}},{"$f":"SUMIF('S1'!B:B,B131,'S1'!I:I)/1000","v":0},{"$f":"SUMIF('S1'!B:B,B131,'S1'!L:L)/1000","v":0}]
[122,2926,null,{"$f":"SUMIF('S1'!B:B,B132,'S1'!F:F)/1000","v":0},{"$f":"SUMIF('S1'!B:B,B132,'S1'!E:E)/1000","v":0},{"$f":"SUMIF('S1'!B:B,B132,'S1'!M:M)/1000","v":0},{"$f":"SUMIF('S1'!B:B,B132,'S1'!K:K)/1000","v":0},{"$f":"SUMIF('S1'!B:B,B132,'S1'!J:J)/1000","v":0},{"$f":"SUMIF('S1'!B:B,B132,'S1'!I:I)/BatteriespeicherWh","v":{"$error":"#DIV/0!"}},{"$f":"SUMIF('S1'!B:B,B132,'S1'!I:I)/1000","v":0},{"$f":"SUMIF('S1'!B:B,B132,'S1'!L:L)/1000","v":0}]
[122,2927,null,{"$f":"SUMIF('S1'!B:B,B133,'S1'!F:F)/1000","v":0},{"$f":"SUMIF('S1'!B:B,B133,'S1'!E:E)/1000","v":0},{"$f":"SUMIF('S1'!B:B,B133,'S1'!M:M)/1000","v":0},{"$f":"SUMIF('S1'!B:B,B133,'S1'!K:K)/1000","v":0},{"$f":"SUMIF('S1'!B:B,B133,'S1'!J:J)/1000","v":0},{"$f":"SUMIF('S1'!B:B,B133,'S1'!I:I)/BatteriespeicherWh","v":{"$error":"#DIV/0!"}},{"$f":"SUMIF('S1'!B:B,B133,'S1'!I:I)/1000","v":0},{"$f":"SUMIF('S1'!B:B,B133,'S1'!L:L)/1000","v":0}]
[122,2928,null,{"$f":"SUMIF('S1'!B:B,B134,'S1'!F:F)/1000","v":0},{"$f":"SUMIF('S1'!B:B,B134,'S1'!E:E)/1000","v":0},{"$f":"SUMIF('S1'!B:B,B134,'S1'!M:M)/1000","v":0},{"$f":"SUMIF('S1'!B:B,B134,'S1'!K:K)/1000","v":0},{"$f":"SUMIF('S1'!B:B,B134,'S1'!J:J)/1000","v":0},{"$f":"SUMIF('S1'!B:B,B134,'S1'!I:I)/BatteriespeicherWh","v":{"$error":"#DIV/0!"}},{"$f":"SUMIF('S1'!B:B,B134,'S1'!I:I)/1000","v":0},{"$f":"SUMIF('S1'!B:B,B134,'S1'!L:L)/1000","v":0}]
[123,2929,"Do. 0:00",{"$f":"SUMIF('S1'!B:B,B135,'S1'!F:F)/1000","v":0},{"$f":"SUMIF('S1'!B:B,B135,'S1'!E:E)/1000","v":0},{"$f":"SUMIF('S1'!B:B,B135,'S1'!M:M)/1000","v":0},{"$f":"SUMIF('S1'!B:B,B135,'S1'!K:K)/1000","v":0},{"$f":"SUMIF('S1'!B:B,B135,'S1'!J:J)/1000","v":0},{"$f":"SUMIF('S1'!B:B,B135,'S1'!I:I)/BatteriespeicherWh","v":{"$error":"#DIV/0!"}},{"$f":"SUMIF('S1'!B:B,B135,'S1'!I:I)/1000","v":0},{"$f":"SUMIF('S1'!B:B,B135,'S1'!L:L)/1000","v":0}]
[123,2930,null,{"$f":"SUMIF('S1'!B:B,B136,'S1'!F:F)/1000","v":0},{"$f":"SUMIF('S1'!B:B,B136,'S1'!E:E)/1000","v":0},{"$f":"SUMIF('S1'!B:B,B136,'S1'!M:M)/1000","v":0},{"$f":"SUMIF('S1'!B:B,B136,'S1'!K:K)/1000","v":0},{"$f":"SUMIF('S1'!B:B,B136,'S1'!J:J)/1000","v":0},{"$f":"SUMIF('S1'!B:B,B136,'S1'!I:I)/BatteriespeicherWh","v":{"$error":"#DIV/0!"}},{"$f":"SUMIF('S1'!B:B,B136,'S1'!I:I)/1000","v":0},{"$f":"SUMIF('S1'!B:B,B136,'S1'!L:L)/1000","v":0}]
[123,2931,null,{"$f":"SUMIF('S1'!B:B,B137,'S1'!F:F)/1000","v":0},{"$f":"SUMIF('S1'!B:B,B137,'S1'!E:E)/1000","v":0},{"$f":"SUMIF('S1'!B:B,B137,'S1'!M:M)/1000","v":0},{"$f":"SUMIF('S1'!B:B,B137,'S1'!K:K)/1000","v":0},{"$f":"SUMIF('S1'!B:B,B137,'S1'!J:J)/1000","v":0},{"$f":"SUMIF('S1'!B:B,B137,'S1'!I:I)/BatteriespeicherWh","v":{"$error":"#DIV/0!"}},{"$f":"SUMIF('S1'!B:B,B137,'S1'!I:I)/1000","v":0},{"$f":"SUMIF('S1'!B:B,B137,'S1'!L:L)/1000","v":0}]
[123,2932,null,{"$f":"SUMIF('S1'!B:B,B138,'S1'!F:F)/1000","v":0},{"$f":"SUMIF('S1'!B:B,B138,'S1'!E:E)/1000","v":0},{"$f":"SUMIF('S1'!B:B,B138,'S1'!M:M)/1000","v":0},{"$f":"SUMIF('S1'!B:B,B138,'S1'!K:K)/1000","v":0},{"$f":"SUMIF('S1'!B:B,B138,'S1'!J:J)/1000","v":0},{"$f":"SUMIF('S1'!B:B,B138,'S1'!I:I)/BatteriespeicherWh","v":{"$error":"#DIV/0!"}},{"$f":"SUMIF('S1'!B:B,B138,'S1'!I:I)/1000","v":0},{"$f":"SUMIF('S1'!B:B,B138,'S1'!L:L)/1000","v":0}]
[123,2933,null,{"$f":"SUMIF('S1'!B:B,B139,'S1'!F:F)/1000","v":0},{"$f":"SUMIF('S1'!B:B,B139,'S1'!E:E)/1000","v":0},{"$f":"SUMIF('S1'!B:B,B139,'S1'!M:M)/1000","v":0},{"$f":"SUMIF('S1'!B:B,B139,'S1'!K:K)/1000","v":0},{"$f":"SUMIF('S1'!B:B,B139,'S1'!J:J)/1000","v":0},{"$f":"SUMIF('S1'!B:B,B139,'S1'!I:I)/BatteriespeicherWh","v":{"$error":"#DIV/0!"}},{"$f":"SUMIF('S1'!B:B,B139,'S1'!I:I)/1000","v":0},{"$f":"SUMIF('S1'!B:B,B139,'S1'!L:L)/1000","v":0}]
[123,2934,null,{"$f":"SUMIF('S1'!B:B,B140,'S1'!F:F)/1000","v":0},{"$f":"SUMIF('S1'!B:B,B140,'S1'!E:E)/1000","v":0},{"$f":"SUMIF('S1'!B:B,B140,'S1'!M:M)/1000","v":0},{"$f":"SUMIF('S1'!B:B,B140,'S1'!K:K)/1000","v":0},{"$f":"SUMIF('S1'!B:B,B140,'S1'!J:J)/1000","v":0},{"$f":"SUMIF('S1'!B:B,B140,'S1'!I:I)/BatteriespeicherWh","v":{"$error":"#DIV/0!"}},{"$f":"SUMIF('S1'!B:B,B140,'S1'!I:I)/1000","v":0},{"$f":"SUMIF('S1'!B:B,B140,'S1'!L:L)/1000","v":0}]
[123,2935,null,{"$f":"SUMIF('S1'!B:B,B141,'S1'!F:F)/1000","v":0},{"$f":"SUMIF('S1'!B:B,B141,'S1'!E:E)/1000","v":0},{"$f":"SUMIF('S1'!B:B,B141,'S1'!M:M)/1000","v":0},{"$f":"SUMIF('S1'!B:B,B141,'S1'!K:K)/1000","v":0},{"$f":"SUMIF('S1'!B:B,B141,'S1'!J:J)/1000","v":0},{"$f":"SUMIF('S1'!B:B,B141,'S1'!I:I)/BatteriespeicherWh","v":{"$error":"#DIV/0!"}},{"$f":"SUMIF('S1'!B:B,B141,'S1'!I:I)/1000","v":0},{"$f":"SUMIF('S1'!B:B,B141,'S1'!L:L)/1000","v":0}]
[123,2936,null,{"$f":"SUMIF('S1'!B:B,B142,'S1'!F:F)/1000","v":0},{"$f":"SUMIF('S1'!B:B,B142,'S1'!E:E)/1000","v":0},{"$f":"SUMIF('S1'!B:B,B142,'S1'!M:M)/1000","v":0},{"$f":"SUMIF('S1'!B:B,B142,'S1'!K:K)/1000","v":0},{"$f":"SUMIF('S1'!B:B,B142,'S1'!J:J)/1000","v":0},{"$f":"SUMIF('S1'!B:B,B142,'S1'!I:I)/BatteriespeicherWh","v":{"$error":"#DIV/0!"}},{"$f":"SUMIF('S1'!B:B,B142,'S1'!I:I)/1000","v":0},{"$f":"SUMIF('S1'!B:B,B142,'S1'!L:L)/1000","v":0}]
[123,2937,null,{"$f":"SUMIF('S1'!B:B,B143,'S1'!F:F)/1000","v":0},{"$f":"SUMIF('S1'!B:B,B143,'S1'!E:E)/1000","v":0},{"$f":"SUMIF('S1'!B:B,B143,'S1'!M:M)/1000","v":0},{"$f":"SUMIF('S1'!B:B,B143,'S1'!K:K)/1000","v":0},{"$f":"SUMIF('S1'!B:B,B143,'S1'!J:J)/1000","v":0},{"$f":"SUMIF('S1'!B:B,B143,'S1'!I:I)/BatteriespeicherWh","v":{"$error":"#DIV/0!"}},{"$f":"SUMIF('S1'!B:B,B143,'S1'!I:I)/1000","v":0},{"$f":"SUMIF('S1'!B:B,B143,'S1'!L:L)/1000","v":0}]
[123,2938,null,{"$f":"SUMIF('S1'!B:B,B144,'S1'!F:F)/1000","v":0},{"$f":"SUMIF('S1'!B:B,B144,'S1'!E:E)/1000","v":0},{"$f":"SUMIF('S1'!B:B,B144,'S1'!M:M)/1000","v":0},{"$f":"SUMIF('S1'!B:B,B144,'S1'!K:K)/1000","v":0},{"$f":"SUMIF('S1'!B:B,B144,'S1'!J:J)/1000","v":0},{"$f":"SUMIF('S1'!B:B,B144,'S1'!I:I)/BatteriespeicherWh","v":{"$error":"#DIV/0!"}},{"$f":"SUMIF('S1'!B:B,B144,'S1'!I:I)/1000","v":0},{"$f":"SUMIF('S1'!B:B,B144,'S1'!L:L)/1000","v":0}]
[123,2939,null,{"$f":"SUMIF('S1'!B:B,B145,'S1'!F:F)/1000","v":0},{"$f":"SUMIF('S1'!B:B,B145,'S1'!E:E)/1000","v":0},{"$f":"SUMIF('S1'!B:B,B145,'S1'!M:M)/1000","v":0},{"$f":"SUMIF('S1'!B:B,B145,'S1'!K:K)/1000","v":0},{"$f":"SUMIF('S1'!B:B,B145,'S1'!J:J)/1000","v":0},{"$f":"SUMIF('S1'!B:B,B145,'S1'!I:I)/BatteriespeicherWh","v":{"$error":"#DIV/0!"}},{"$f":"SUMIF('S1'!B:B,B145,'S1'!I:I)/1000","v":0},{"$f":"SUMIF('S1'!B:B,B145,'S1'!L:L)/1000","v":0}]
[123,2940,null,{"$f":"SUMIF('S1'!B:B,B146,'S1'!F:F)/1000","v":0},{"$f":"SUMIF('S1'!B:B,B146,'S1'!E:E)/1000","v":0},{"$f":"SUMIF('S1'!B:B,B146,'S1'!M:M)/1000","v":0},{"$f":"SUMIF('S1'!B:B,B146,'S1'!K:K)/1000","v":0},{"$f":"SUMIF('S1'!B:B,B146,'S1'!J:J)/1000","v":0},{"$f":"SUMIF('S1'!B:B,B146,'S1'!I:I)/BatteriespeicherWh","v":{"$error":"#DIV/0!"}},{"$f":"SUMIF('S1'!B:B,B146,'S1'!I:I)/1000","v":0},{"$f":"SUMIF('S1'!B:B,B146,'S1'!L:L)/1000","v":0}]
[123,2941,"Do. 12:00",{"$f":"SUMIF('S1'!B:B,B147,'S1'!F:F)/1000","v":0},{"$f":"SUMIF('S1'!B:B,B147,'S1'!E:E)/1000","v":0},{"$f":"SUMIF('S1'!B:B,B147,'S1'!M:M)/1000","v":0},{"$f":"SUMIF('S1'!B:B,B147,'S1'!K:K)/1000","v":0},{"$f":"SUMIF('S1'!B:B,B147,'S1'!J:J)/1000","v":0},{"$f":"SUMIF('S1'!B:B,B147,'S1'!I:I)/BatteriespeicherWh","v":{"$error":"#DIV/0!"}},{"$f":"SUMIF('S1'!B:B,B147,'S1'!I:I)/1000","v":0},{"$f":"SUMIF('S1'!B:B,B147,'S1'!L:L)/1000","v":0}]
[123,2942,null,{"$f":"SUMIF('S1'!B:B,B148,'S1'!F:F)/1000","v":0},{"$f":"SUMIF('S1'!B:B,B148,'S1'!E:E)/1000","v":0},{"$f":"SUMIF('S1'!B:B,B148,'S1'!M:M)/1000","v":0},{"$f":"SUMIF('S1'!B:B,B148,'S1'!K:K)/1000","v":0},{"$f":"SUMIF('S1'!B:B,B148,'S1'!J:J)/1000","v":0},{"$f":"SUMIF('S1'!B:B,B148,'S1'!I:I)/BatteriespeicherWh","v":{"$error":"#DIV/0!"}},{"$f":"SUMIF('S1'!B:B,B148,'S1'!I:I)/1000","v":0},{"$f":"SUMIF('S1'!B:B,B148,'S1'!L:L)/1000","v":0}]
[123,2943,null,{"$f":"SUMIF('S1'!B:B,B149,'S1'!F:F)/1000","v":0},{"$f":"SUMIF('S1'!B:B,B149,'S1'!E:E)/1000","v":0},{"$f":"SUMIF('S1'!B:B,B149,'S1'!M:M)/1000","v":0},{"$f":"SUMIF('S1'!B:B,B149,'S1'!K:K)/1000","v":0},{"$f":"SUMIF('S1'!B:B,B149,'S1'!J:J)/1000","v":0},{"$f":"SUMIF('S1'!B:B,B149,'S1'!I:I)/BatteriespeicherWh","v":{"$error":"#DIV/0!"}},{"$f":"SUMIF('S1'!B:B,B149,'S1'!I:I)/1000","v":0},{"$f":"SUMIF('S1'!B:B,B149,'S1'!L:L)/1000","v":0}]
[123,2944,null,{"$f":"SUMIF('S1'!B:B,B150,'S1'!F:F)/1000","v":0},{"$f":"SUMIF('S1'!B:B,B150,'S1'!E:E)/1000","v":0},{"$f":"SUMIF('S1'!B:B,B150,'S1'!M:M)/1000","v":0},{"$f":"SUMIF('S1'!B:B,B150,'S1'!K:K)/1000","v":0},{"$f":"SUMIF('S1'!B:B,B150,'S1'!J:J)/1000","v":0},{"$f":"SUMIF('S1'!B:B,B150,'S1'!I:I)/BatteriespeicherWh","v":{"$error":"#DIV/0!"}},{"$f":"SUMIF('S1'!B:B,B150,'S1'!I:I)/1000","v":0},{"$f":"SUMIF('S1'!B:B,B150,'S1'!L:L)/1000","v":0}]
[123,2945,null,{"$f":"SUMIF('S1'!B:B,B151,'S1'!F:F)/1000","v":0},{"$f":"SUMIF('S1'!B:B,B151,'S1'!E:E)/1000","v":0},{"$f":"SUMIF('S1'!B:B,B151,'S1'!M:M)/1000","v":0},{"$f":"SUMIF('S1'!B:B,B151,'S1'!K:K)/1000","v":0},{"$f":"SUMIF('S1'!B:B,B151,'S1'!J:J)/1000","v":0},{"$f":"SUMIF('S1'!B:B,B151,'S1'!I:I)/BatteriespeicherWh","v":{"$error":"#DIV/0!"}},{"$f":"SUMIF('S1'!B:B,B151,'S1'!I:I)/1000","v":0},{"$f":"SUMIF('S1'!B:B,B151,'S1'!L:L)/1000","v":0}]
[123,2946,null,{"$f":"SUMIF('S1'!B:B,B152,'S1'!F:F)/1000","v":0},{"$f":"SUMIF('S1'!B:B,B152,'S1'!E:E)/1000","v":0},{"$f":"SUMIF('S1'!B:B,B152,'S1'!M:M)/1000","v":0},{"$f":"SUMIF('S1'!B:B,B152,'S1'!K:K)/1000","v":0},{"$f":"SUMIF('S1'!B:B,B152,'S1'!J:J)/1000","v":0},{"$f":"SUMIF('S1'!B:B,B152,'S1'!I:I)/BatteriespeicherWh","v":{"$error":"#DIV/0!"}},{"$f":"SUMIF('S1'!B:B,B152,'S1'!I:I)/1000","v":0},{"$f":"SUMIF('S1'!B:B,B152,'S1'!L:L)/1000","v":0}]
[123,2947,null,{"$f":"SUMIF('S1'!B:B,B153,'S1'!F:F)/1000","v":0},{"$f":"SUMIF('S1'!B:B,B153,'S1'!E:E)/1000","v":0},{"$f":"SUMIF('S1'!B:B,B153,'S1'!M:M)/1000","v":0},{"$f":"SUMIF('S1'!B:B,B153,'S1'!K:K)/1000","v":0},{"$f":"SUMIF('S1'!B:B,B153,'S1'!J:J)/1000","v":0},{"$f":"SUMIF('S1'!B:B,B153,'S1'!I:I)/BatteriespeicherWh","v":{"$error":"#DIV/0!"}},{"$f":"SUMIF('S1'!B:B,B153,'S1'!I:I)/1000","v":0},{"$f":"SUMIF('S1'!B:B,B153,'S1'!L:L)/1000","v":0}]
[123,2948,null,{"$f":"SUMIF('S1'!B:B,B154,'S1'!F:F)/1000","v":0},{"$f":"SUMIF('S1'!B:B,B154,'S1'!E:E)/1000","v":0},{"$f":"SUMIF('S1'!B:B,B154,'S1'!M:M)/1000","v":0},{"$f":"SUMIF('S1'!B:B,B154,'S1'!K:K)/1000","v":0},{"$f":"SUMIF('S1'!B:B,B154,'S1'!J:J)/1000","v":0},{"$f":"SUMIF('S1'!B:B,B154,'S1'!I:I)/BatteriespeicherWh","v":{"$error":"#DIV/0!"}},{"$f":"SUMIF('S1'!B:B,B154,'S1'!I:I)/1000","v":0},{"$f":"SUMIF('S1'!B:B,B154,'S1'!L:L)/1000","v":0}]
[123,2949,null,{"$f":"SUMIF('S1'!B:B,B155,'S1'!F:F)/1000","v":0},{"$f":"SUMIF('S1'!B:B,B155,'S1'!E:E)/1000","v":0},{"$f":"SUMIF('S1'!B:B,B155,'S1'!M:M)/1000","v":0},{"$f":"SUMIF('S1'!B:B,B155,'S1'!K:K)/1000","v":0},{"$f":"SUMIF('S1'!B:B,B155,'S1'!J:J)/1000","v":0},{"$f":"SUMIF('S1'!B:B,B155,'S1'!I:I)/BatteriespeicherWh","v":{"$error":"#DIV/0!"}},{"$f":"SUMIF('S1'!B:B,B155,'S1'!I:I)/1000","v":0},{"$f":"SUMIF('S1'!B:B,B155,'S1'!L:L)/1000","v":0}]
[123,2950,null,{"$f":"SUMIF('S1'!B:B,B156,'S1'!F:F)/1000","v":0},{"$f":"SUMIF('S1'!B:B,B156,'S1'!E:E)/1000","v":0},{"$f":"SUMIF('S1'!B:B,B156,'S1'!M:M)/1000","v":0},{"$f":"SUMIF('S1'!B:B,B156,'S1'!K:K)/1000","v":0},{"$f":"SUMIF('S1'!B:B,B156,'S1'!J:J)/1000","v":0},{"$f":"SUMIF('S1'!B:B,B156,'S1'!I:I)/BatteriespeicherWh","v":{"$error":"#DIV/0!"}},{"$f":"SUMIF('S1'!B:B,B156,'S1'!I:I)/1000","v":0},{"$f":"SUMIF('S1'!B:B,B156,'S1'!L:L)/1000","v":0}]
[123,2951,null,{"$f":"SUMIF('S1'!B:B,B157,'S1'!F:F)/1000","v":0},{"$f":"SUMIF('S1'!B:B,B157,'S1'!E:E)/1000","v":0},{"$f":"SUMIF('S1'!B:B,B157,'S1'!M:M)/1000","v":0},{"$f":"SUMIF('S1'!B:B,B157,'S1'!K:K)/1000","v":0},{"$f":"SUMIF('S1'!B:B,B157,'S1'!J:J)/1000","v":0},{"$f":"SUMIF('S1'!B:B,B157,'S1'!I:I)/BatteriespeicherWh","v":{"$error":"#DIV/0!"}},{"$f":"SUMIF('S1'!B:B,B157,'S1'!I:I)/1000","v":0},{"$f":"SUMIF('S1'!B:B,B157,'S1'!L:L)/1000","v":0}]
[123,2952,null,{"$f":"SUMIF('S1'!B:B,B158,'S1'!F:F)/1000","v":0},{"$f":"SUMIF('S1'!B:B,B158,'S1'!E:E)/1000","v":0},{"$f":"SUMIF('S1'!B:B,B158,'S1'!M:M)/1000","v":0},{"$f":"SUMIF('S1'!B:B,B158,'S1'!K:K)/1000","v":0},{"$f":"SUMIF('S1'!B:B,B158,'S1'!J:J)/1000","v":0},{"$f":"SUMIF('S1'!B:B,B158,'S1'!I:I)/BatteriespeicherWh","v":{"$error":"#DIV/0!"}},{"$f":"SUMIF('S1'!B:B,B158,'S1'!I:I)/1000","v":0},{"$f":"SUMIF('S1'!B:B,B158,'S1'!L:L)/1000","v":0}]
[124,2953,"Fr. 0:00",{"$f":"SUMIF('S1'!B:B,B159,'S1'!F:F)/1000","v":0},{"$f":"SUMIF('S1'!B:B,B159,'S1'!E:E)/1000","v":0},{"$f":"SUMIF('S1'!B:B,B159,'S1'!M:M)/1000","v":0},{"$f":"SUMIF('S1'!B:B,B159,'S1'!K:K)/1000","v":0},{"$f":"SUMIF('S1'!B:B,B159,'S1'!J:J)/1000","v":0},{"$f":"SUMIF('S1'!B:B,B159,'S1'!I:I)/BatteriespeicherWh","v":{"$error":"#DIV/0!"}},{"$f":"SUMIF('S1'!B:B,B159,'S1'!I:I)/1000","v":0},{"$f":"SUMIF('S1'!B:B,B159,'S1'!L:L)/1000","v":0}]
[124,2954,null,{"$f":"SUMIF('S1'!B:B,B160,'S1'!F:F)/1000","v":0},{"$f":"SUMIF('S1'!B:B,B160,'S1'!E:E)/1000","v":0},{"$f":"SUMIF('S1'!B:B,B160,'S1'!M:M)/1000","v":0},{"$f":"SUMIF('S1'!B:B,B160,'S1'!K:K)/1000","v":0},{"$f":"SUMIF('S1'!B:B,B160,'S1'!J:J)/1000","v":0},{"$f":"SUMIF('S1'!B:B,B160,'S1'!I:I)/BatteriespeicherWh","v":{"$error":"#DIV/0!"}},{"$f":"SUMIF('S1'!B:B,B160,'S1'!I:I)/1000","v":0},{"$f":"SUMIF('S1'!B:B,B160,'S1'!L:L)/1000","v":0}]
[124,2955,null,{"$f":"SUMIF('S1'!B:B,B161,'S1'!F:F)/1000","v":0},{"$f":"SUMIF('S1'!B:B,B161,'S1'!E:E)/1000","v":0},{"$f":"SUMIF('S1'!B:B,B161,'S1'!M:M)/1000","v":0},{"$f":"SUMIF('S1'!B:B,B161,'S1'!K:K)/1000","v":0},{"$f":"SUMIF('S1'!B:B,B161,'S1'!J:J)/1000","v":0},{"$f":"SUMIF('S1'!B:B,B161,'S1'!I:I)/BatteriespeicherWh","v":{"$error":"#DIV/0!"}},{"$f":"SUMIF('S1'!B:B,B161,'S1'!I:I)/1000","v":0},{"$f":"SUMIF('S1'!B:B,B161,'S1'!L:L)/1000","v":0}]
[124,2956,null,{"$f":"SUMIF('S1'!B:B,B162,'S1'!F:F)/1000","v":0},{"$f":"SUMIF('S1'!B:B,B162,'S1'!E:E)/1000","v":0},{"$f":"SUMIF('S1'!B:B,B162,'S1'!M:M)/1000","v":0},{"$f":"SUMIF('S1'!B:B,B162,'S1'!K:K)/1000","v":0},{"$f":"SUMIF('S1'!B:B,B162,'S1'!J:J)/1000","v":0},{"$f":"SUMIF('S1'!B:B,B162,'S1'!I:I)/BatteriespeicherWh","v":{"$error":"#DIV/0!"}},{"$f":"SUMIF('S1'!B:B,B162,'S1'!I:I)/1000","v":0},{"$f":"SUMIF('S1'!B:B,B162,'S1'!L:L)/1000","v":0}]
[124,2957,null,{"$f":"SUMIF('S1'!B:B,B163,'S1'!F:F)/1000","v":0},{"$f":"SUMIF('S1'!B:B,B163,'S1'!E:E)/1000","v":0},{"$f":"SUMIF('S1'!B:B,B163,'S1'!M:M)/1000","v":0},{"$f":"SUMIF('S1'!B:B,B163,'S1'!K:K)/1000","v":0},{"$f":"SUMIF('S1'!B:B,B163,'S1'!J:J)/1000","v":0},{"$f":"SUMIF('S1'!B:B,B163,'S1'!I:I)/BatteriespeicherWh","v":{"$error":"#DIV/0!"}},{"$f":"SUMIF('S1'!B:B,B163,'S1'!I:I)/1000","v":0},{"$f":"SUMIF('S1'!B:B,B163,'S1'!L:L)/1000","v":0}]
[124,2958,null,{"$f":"SUMIF('S1'!B:B,B164,'S1'!F:F)/1000","v":0},{"$f":"SUMIF('S1'!B:B,B164,'S1'!E:E)/1000","v":0},{"$f":"SUMIF('S1'!B:B,B164,'S1'!M:M)/1000","v":0},{"$f":"SUMIF('S1'!B:B,B164,'S1'!K:K)/1000","v":0},{"$f":"SUMIF('S1'!B:B,B164,'S1'!J:J)/1000","v":0},{"$f":"SUMIF('S1'!B:B,B164,'S1'!I:I)/BatteriespeicherWh","v":{"$error":"#DIV/0!"}},{"$f":"SUMIF('S1'!B:B,B164,'S1'!I:I)/1000","v":0},{"$f":"SUMIF('S1'!B:B,B164,'S1'!L:L)/1000","v":0}]
[124,2959,null,{"$f":"SUMIF('S1'!B:B,B165,'S1'!F:F)/1000","v":0},{"$f":"SUMIF('S1'!B:B,B165,'S1'!E:E)/1000","v":0},{"$f":"SUMIF('S1'!B:B,B165,'S1'!M:M)/1000","v":0},{"$f":"SUMIF('S1'!B:B,B165,'S1'!K:K)/1000","v":0},{"$f":"SUMIF('S1'!B:B,B165,'S1'!J:J)/1000","v":0},{"$f":"SUMIF('S1'!B:B,B165,'S1'!I:I)/BatteriespeicherWh","v":{"$error":"#DIV/0!"}},{"$f":"SUMIF('S1'!B:B,B165,'S1'!I:I)/1000","v":0},{"$f":"SUMIF('S1'!B:B,B165,'S1'!L:L)/1000","v":0}]
[124,2960,null,{"$f":"SUMIF('S1'!B:B,B166,'S1'!F:F)/1000","v":0},{"$f":"SUMIF('S1'!B:B,B166,'S1'!E:E)/1000","v":0},{"$f":"SUMIF('S1'!B:B,B166,'S1'!M:M)/1000","v":0},{"$f":"SUMIF('S1'!B:B,B166,'S1'!K:K)/1000","v":0},{"$f":"SUMIF('S1'!B:B,B166,'S1'!J:J)/1000","v":0},{"$f":"SUMIF('S1'!B:B,B166,'S1'!I:I)/BatteriespeicherWh","v":{"$error":"#DIV/0!"}},{"$f":"SUMIF('S1'!B:B,B166,'S1'!I:I)/1000","v":0},{"$f":"SUMIF('S1'!B:B,B166,'S1'!L:L)/1000","v":0}]
[124,2961,null,{"$f":"SUMIF('S1'!B:B,B167,'S1'!F:F)/1000","v":0},{"$f":"SUMIF('S1'!B:B,B167,'S1'!E:E)/1000","v":0},{"$f":"SUMIF('S1'!B:B,B167,'S1'!M:M)/1000","v":0},{"$f":"SUMIF('S1'!B:B,B167,'S1'!K:K)/1000","v":0},{"$f":"SUMIF('S1'!B:B,B167,'S1'!J:J)/1000","v":0},{"$f":"SUMIF('S1'!B:B,B167,'S1'!I:I)/BatteriespeicherWh","v":{"$error":"#DIV/0!"}},{"$f":"SUMIF('S1'!B:B,B167,'S1'!I:I)/1000","v":0},{"$f":"SUMIF('S1'!B:B,B167,'S1'!L:L)/1000","v":0}]
[124,2962,null,{"$f":"SUMIF('S1'!B:B,B168,'S1'!F:F)/1000","v":0},{"$f":"SUMIF('S1'!B:B,B168,'S1'!E:E)/1000","v":0},{"$f":"SUMIF('S1'!B:B,B168,'S1'!M:M)/1000","v":0},{"$f":"SUMIF('S1'!B:B,B168,'S1'!K:K)/1000","v":0},{"$f":"SUMIF('S1'!B:B,B168,'S1'!J:J)/1000","v":0},{"$f":"SUMIF('S1'!B:B,B168,'S1'!I:I)/BatteriespeicherWh","v":{"$error":"#DIV/0!"}},{"$f":"SUMIF('S1'!B:B,B168,'S1'!I:I)/1000","v":0},{"$f":"SUMIF('S1'!B:B,B168,'S1'!L:L)/1000","v":0}]
[124,2963,null,{"$f":"SUMIF('S1'!B:B,B169,'S1'!F:F)/1000","v":0},{"$f":"SUMIF('S1'!B:B,B169,'S1'!E:E)/1000","v":0},{"$f":"SUMIF('S1'!B:B,B169,'S1'!M:M)/1000","v":0},{"$f":"SUMIF('S1'!B:B,B169,'S1'!K:K)/1000","v":0},{"$f":"SUMIF('S1'!B:B,B169,'S1'!J:J)/1000","v":0},{"$f":"SUMIF('S1'!B:B,B169,'S1'!I:I)/BatteriespeicherWh","v":{"$error":"#DIV/0!"}},{"$f":"SUMIF('S1'!B:B,B169,'S1'!I:I)/1000","v":0},{"$f":"SUMIF('S1'!B:B,B169,'S1'!L:L)/1000","v":0}]
[124,2964,null,{"$f":"SUMIF('S1'!B:B,B170,'S1'!F:F)/1000","v":0},{"$f":"SUMIF('S1'!B:B,B170,'S1'!E:E)/1000","v":0},{"$f":"SUMIF('S1'!B:B,B170,'S1'!M:M)/1000","v":0},{"$f":"SUMIF('S1'!B:B,B170,'S1'!K:K)/1000","v":0},{"$f":"SUMIF('S1'!B:B,B170,'S1'!J:J)/1000","v":0},{"$f":"SUMIF('S1'!B:B,B170,'S1'!I:I)/BatteriespeicherWh","v":{"$error":"#DIV/0!"}},{"$f":"SUMIF('S1'!B:B,B170,'S1'!I:I)/1000","v":0},{"$f":"SUMIF('S1'!B:B,B170,'S1'!L:L)/1000","v":0}]
[124,2965,"Fr. 12:00",{"$f":"SUMIF('S1'!B:B,B171,'S1'!F:F)/1000","v":0},{"$f":"SUMIF('S1'!B:B,B171,'S1'!E:E)/1000","v":0},{"$f":"SUMIF('S1'!B:B,B171,'S1'!M:M)/1000","v":0},{"$f":"SUMIF('S1'!B:B,B171,'S1'!K:K)/1000","v":0},{"$f":"SUMIF('S1'!B:B,B171,'S1'!J:J)/1000","v":0},{"$f":"SUMIF('S1'!B:B,B171,'S1'!I:I)/BatteriespeicherWh","v":{"$error":"#DIV/0!"}},{"$f":"SUMIF('S1'!B:B,B171,'S1'!I:I)/1000","v":0},{"$f":"SUMIF('S1'!B:B,B171,'S1'!L:L)/1000","v":0}]
[124,2966,null,{"$f":"SUMIF('S1'!B:B,B172,'S1'!F:F)/1000","v":0},{"$f":"SUMIF('S1'!B:B,B172,'S1'!E:E)/1000","v":0},{"$f":"SUMIF('S1'!B:B,B172,'S1'!M:M)/1000","v":0},{"$f":"SUMIF('S1'!B:B,B172,'S1'!K:K)/1000","v":0},{"$f":"SUMIF('S1'!B:B,B172,'S1'!J:J)/1000","v":0},{"$f":"SUMIF('S1'!B:B,B172,'S1'!I:I)/BatteriespeicherWh","v":{"$error":"#DIV/0!"}},{"$f":"SUMIF('S1'!B:B,B172,'S1'!I:I)/1000","v":0},{"$f":"SUMIF('S1'!B:B,B172,'S1'!L:L)/1000","v":0}]
[124,2967,null,{"$f":"SUMIF('S1'!B:B,B173,'S1'!F:F)/1000","v":0},{"$f":"SUMIF('S1'!B:B,B173,'S1'!E:E)/1000","v":0},{"$f":"SUMIF('S1'!B:B,B173,'S1'!M:M)/1000","v":0},{"$f":"SUMIF('S1'!B:B,B173,'S1'!K:K)/1000","v":0},{"$f":"SUMIF('S1'!B:B,B173,'S1'!J:J)/1000","v":0},{"$f":"SUMIF('S1'!B:B,B173,'S1'!I:I)/BatteriespeicherWh","v":{"$error":"#DIV/0!"}},{"$f":"SUMIF('S1'!B:B,B173,'S1'!I:I)/1000","v":0},{"$f":"SUMIF('S1'!B:B,B173,'S1'!L:L)/1000","v":0}]
[124,2968,null,{"$f":"SUMIF('S1'!B:B,B174,'S1'!F:F)/1000","v":0},{"$f":"SUMIF('S1'!B:B,B174,'S1'!E:E)/1000","v":0},{"$f":"SUMIF('S1'!B:B,B174,'S1'!M:M)/1000","v":0},{"$f":"SUMIF('S1'!B:B,B174,'S1'!K:K)/1000","v":0},{"$f":"SUMIF('S1'!B:B,B174,'S1'!J:J)/1000","v":0},{"$f":"SUMIF('S1'!B:B,B174,'S1'!I:I)/BatteriespeicherWh","v":{"$error":"#DIV/0!"}},{"$f":"SUMIF('S1'!B:B,B174,'S1'!I:I)/1000","v":0},{"$f":"SUMIF('S1'!B:B,B174,'S1'!L:L)/1000","v":0}]
[124,2969,null,{"$f":"SUMIF('S1'!B:B,B175,'S1'!F:F)/1000","v":0},{"$f":"SUMIF('S1'!B:B,B175,'S1'!E:E)/1000","v":0},{"$f":"SUMIF('S1'!B:B,B175,'S1'!M:M)/1000","v":0},{"$f":"SUMIF('S1'!B:B,B175,'S1'!K:K)/1000","v":0},{"$f":"SUMIF('S1'!B:B,B175,'S1'!J:J)/1000","v":0},{"$f":"SUMIF('S1'!B:B,B175,'S1'!I:I)/BatteriespeicherWh","v":{"$error":"#DIV/0!"}},{"$f":"SUMIF('S1'!B:B,B175,'S1'!I:I)/1000","v":0},{"$f":"SUMIF('S1'!B:B,B175,'S1'!L:L)/1000","v":0}]
[124,2970,null,{"$f":"SUMIF('S1'!B:B,B176,'S1'!F:F)/1000","v":0},{"$f":"SUMIF('S1'!B:B,B176,'S1'!E:E)/1000","v":0},{"$f":"SUMIF('S1'!B:B,B176,'S1'!M:M)/1000","v":0},{"$f":"SUMIF('S1'!B:B,B176,'S1'!K:K)/1000","v":0},{"$f":"SUMIF('S1'!B:B,B176,'S1'!J:J)/1000","v":0},{"$f":"SUMIF('S1'!B:B,B176,'S1'!I:I)/BatteriespeicherWh","v":{"$error":"#DIV/0!"}},{"$f":"SUMIF('S1'!B:B,B176,'S1'!I:I)/1000","v":0},{"$f":"SUMIF('S1'!B:B,B176,'S1'!L:L)/1000","v":0}]
[124,2971,null,{"$f":"SUMIF('S1'!B:B,B177,'S1'!F:F)/1000","v":0},{"$f":"SUMIF('S1'!B:B,B177,'S1'!E:E)/1000","v":0},{"$f":"SUMIF('S1'!B:B,B177,'S1'!M:M)/1000","v":0},{"$f":"SUMIF('S1'!B:B,B177,'S1'!K:K)/1000","v":0},{"$f":"SUMIF('S1'!B:B,B177,'S1'!J:J)/1000","v":0},{"$f":"SUMIF('S1'!B:B,B177,'S1'!I:I)/BatteriespeicherWh","v":{"$error":"#DIV/0!"}},{"$f":"SUMIF('S1'!B:B,B177,'S1'!I:I)/1000","v":0},{"$f":"SUMIF('S1'!B:B,B177,'S1'!L:L)/1000","v":0}]
[124,2972,null,{"$f":"SUMIF('S1'!B:B,B178,'S1'!F:F)/1000","v":0},{"$f":"SUMIF('S1'!B:B,B178,'S1'!E:E)/1000","v":0},{"$f":"SUMIF('S1'!B:B,B178,'S1'!M:M)/1000","v":0},{"$f":"SUMIF('S1'!B:B,B178,'S1'!K:K)/1000","v":0},{"$f":"SUMIF('S1'!B:B,B178,'S1'!J:J)/1000","v":0},{"$f":"SUMIF('S1'!B:B,B178,'S1'!I:I)/BatteriespeicherWh","v":{"$error":"#DIV/0!"}},{"$f":"SUMIF('S1'!B:B,B178,'S1'!I:I)/1000","v":0},{"$f":"SUMIF('S1'!B:B,B178,'S1'!L:L)/1000","v":0}]
[124,2973,null,{"$f":"SUMIF('S1'!B:B,B179,'S1'!F:F)/1000","v":0},{"$f":"SUMIF('S1'!B:B,B179,'S1'!E:E)/1000","v":0},{"$f":"SUMIF('S1'!B:B,B179,'S1'!M:M)/1000","v":0},{"$f":"SUMIF('S1'!B:B,B179,'S1'!K:K)/1000","v":0},{"$f":"SUMIF('S1'!B:B,B179,'S1'!J:J)/1000","v":0},{"$f":"SUMIF('S1'!B:B,B179,'S1'!I:I)/BatteriespeicherWh","v":{"$error":"#DIV/0!"}},{"$f":"SUMIF('S1'!B:B,B179,'S1'!I:I)/1000","v":0},{"$f":"SUMIF('S1'!B:B,B179,'S1'!L:L)/1000","v":0}]
[124,2974,null,{"$f":"SUMIF('S1'!B:B,B180,'S1'!F:F)/1000","v":0},{"$f":"SUMIF('S1'!B:B,B180,'S1'!E:E)/1000","v":0},{"$f":"SUMIF('S1'!B:B,B180,'S1'!M:M)/1000","v":0},{"$f":"SUMIF('S1'!B:B,B180,'S1'!K:K)/1000","v":0},{"$f":"SUMIF('S1'!B:B,B180,'S1'!J:J)/1000","v":0},{"$f":"SUMIF('S1'!B:B,B180,'S1'!I:I)/BatteriespeicherWh","v":{"$error":"#DIV/0!"}},{"$f":"SUMIF('S1'!B:B,B180,'S1'!I:I)/1000","v":0},{"$f":"SUMIF('S1'!B:B,B180,'S1'!L:L)/1000","v":0}]
[124,2975,null,{"$f":"SUMIF('S1'!B:B,B181,'S1'!F:F)/1000","v":0},{"$f":"SUMIF('S1'!B:B,B181,'S1'!E:E)/1000","v":0},{"$f":"SUMIF('S1'!B:B,B181,'S1'!M:M)/1000","v":0},{"$f":"SUMIF('S1'!B:B,B181,'S1'!K:K)/1000","v":0},{"$f":"SUMIF('S1'!B:B,B181,'S1'!J:J)/1000","v":0},{"$f":"SUMIF('S1'!B:B,B181,'S1'!I:I)/BatteriespeicherWh","v":{"$error":"#DIV/0!"}},{"$f":"SUMIF('S1'!B:B,B181,'S1'!I:I)/1000","v":0},{"$f":"SUMIF('S1'!B:B,B181,'S1'!L:L)/1000","v":0}]
[124,2976,null,{"$f":"SUMIF('S1'!B:B,B182,'S1'!F:F)/1000","v":0},{"$f":"SUMIF('S1'!B:B,B182,'S1'!E:E)/1000","v":0},{"$f":"SUMIF('S1'!B:B,B182,'S1'!M:M)/1000","v":0},{"$f":"SUMIF('S1'!B:B,B182,'S1'!K:K)/1000","v":0},{"$f":"SUMIF('S1'!B:B,B182,'S1'!J:J)/1000","v":0},{"$f":"SUMIF('S1'!B:B,B182,'S1'!I:I)/BatteriespeicherWh","v":{"$error":"#DIV/0!"}},{"$f":"SUMIF('S1'!B:B,B182,'S1'!I:I)/1000","v":0},{"$f":"SUMIF('S1'!B:B,B182,'S1'!L:L)/1000","v":0}]
[125,2977,"Sa. 0.00",{"$f":"SUMIF('S1'!B:B,B183,'S1'!F:F)/1000","v":0},{"$f":"SUMIF('S1'!B:B,B183,'S1'!E:E)/1000","v":0},{"$f":"SUMIF('S1'!B:B,B183,'S1'!M:M)/1000","v":0},{"$f":"SUMIF('S1'!B:B,B183,'S1'!K:K)/1000","v":0},{"$f":"SUMIF('S1'!B:B,B183,'S1'!J:J)/1000","v":0},{"$f":"SUMIF('S1'!B:B,B183,'S1'!I:I)/BatteriespeicherWh","v":{"$error":"#DIV/0!"}},{"$f":"SUMIF('S1'!B:B,B183,'S1'!I:I)/1000","v":0},{"$f":"SUMIF('S1'!B:B,B183,'S1'!L:L)/1000","v":0}]
[125,2978,null,{"$f":"SUMIF('S1'!B:B,B184,'S1'!F:F)/1000","v":0},{"$f":"SUMIF('S1'!B:B,B184,'S1'!E:E)/1000","v":0},{"$f":"SUMIF('S1'!B:B,B184,'S1'!M:M)/1000","v":0},{"$f":"SUMIF('S1'!B:B,B184,'S1'!K:K)/1000","v":0},{"$f":"SUMIF('S1'!B:B,B184,'S1'!J:J)/1000","v":0},{"$f":"SUMIF('S1'!B:B,B184,'S1'!I:I)/BatteriespeicherWh","v":{"$error":"#DIV/0!"}},{"$f":"SUMIF('S1'!B:B,B184,'S1'!I:I)/1000","v":0},{"$f":"SUMIF('S1'!B:B,B184,'S1'!L:L)/1000","v":0}]
[125,2979,null,{"$f":"SUMIF('S1'!B:B,B185,'S1'!F:F)/1000","v":0},{"$f":"SUMIF('S1'!B:B,B185,'S1'!E:E)/1000","v":0},{"$f":"SUMIF('S1'!B:B,B185,'S1'!M:M)/1000","v":0},{"$f":"SUMIF('S1'!B:B,B185,'S1'!K:K)/1000","v":0},{"$f":"SUMIF('S1'!B:B,B185,'S1'!J:J)/1000","v":0},{"$f":"SUMIF('S1'!B:B,B185,'S1'!I:I)/BatteriespeicherWh","v":{"$error":"#DIV/0!"}},{"$f":"SUMIF('S1'!B:B,B185,'S1'!I:I)/1000","v":0},{"$f":"SUMIF('S1'!B:B,B185,'S1'!L:L)/1000","v":0}]
[125,2980,null,{"$f":"SUMIF('S1'!B:B,B186,'S1'!F:F)/1000","v":0},{"$f":"SUMIF('S1'!B:B,B186,'S1'!E:E)/1000","v":0},{"$f":"SUMIF('S1'!B:B,B186,'S1'!M:M)/1000","v":0},{"$f":"SUMIF('S1'!B:B,B186,'S1'!K:K)/1000","v":0},{"$f":"SUMIF('S1'!B:B,B186,'S1'!J:J)/1000","v":0},{"$f":"SUMIF('S1'!B:B,B186,'S1'!I:I)/BatteriespeicherWh","v":{"$error":"#DIV/0!"}},{"$f":"SUMIF('S1'!B:B,B186,'S1'!I:I)/1000","v":0},{"$f":"SUMIF('S1'!B:B,B186,'S1'!L:L)/1000","v":0}]
[125,2981,null,{"$f":"SUMIF('S1'!B:B,B187,'S1'!F:F)/1000","v":0},{"$f":"SUMIF('S1'!B:B,B187,'S1'!E:E)/1000","v":0},{"$f":"SUMIF('S1'!B:B,B187,'S1'!M:M)/1000","v":0},{"$f":"SUMIF('S1'!B:B,B187,'S1'!K:K)/1000","v":0},{"$f":"SUMIF('S1'!B:B,B187,'S1'!J:J)/1000","v":0},{"$f":"SUMIF('S1'!B:B,B187,'S1'!I:I)/BatteriespeicherWh","v":{"$error":"#DIV/0!"}},{"$f":"SUMIF('S1'!B:B,B187,'S1'!I:I)/1000","v":0},{"$f":"SUMIF('S1'!B:B,B187,'S1'!L:L)/1000","v":0}]
[125,2982,null,{"$f":"SUMIF('S1'!B:B,B188,'S1'!F:F)/1000","v":0},{"$f":"SUMIF('S1'!B:B,B188,'S1'!E:E)/1000","v":0},{"$f":"SUMIF('S1'!B:B,B188,'S1'!M:M)/1000","v":0},{"$f":"SUMIF('S1'!B:B,B188,'S1'!K:K)/1000","v":0},{"$f":"SUMIF('S1'!B:B,B188,'S1'!J:J)/1000","v":0},{"$f":"SUMIF('S1'!B:B,B188,'S1'!I:I)/BatteriespeicherWh","v":{"$error":"#DIV/0!"}},{"$f":"SUMIF('S1'!B:B,B188,'S1'!I:I)/1000","v":0},{"$f":"SUMIF('S1'!B:B,B188,'S1'!L:L)/1000","v":0}]
[125,2983,null,{"$f":"SUMIF('S1'!B:B,B189,'S1'!F:F)/1000","v":0},{"$f":"SUMIF('S1'!B:B,B189,'S1'!E:E)/1000","v":0},{"$f":"SUMIF('S1'!B:B,B189,'S1'!M:M)/1000","v":0},{"$f":"SUMIF('S1'!B:B,B189,'S1'!K:K)/1000","v":0},{"$f":"SUMIF('S1'!B:B,B189,'S1'!J:J)/1000","v":0},{"$f":"SUMIF('S1'!B:B,B189,'S1'!I:I)/BatteriespeicherWh","v":{"$error":"#DIV/0!"}},{"$f":"SUMIF('S1'!B:B,B189,'S1'!I:I)/1000","v":0},{"$f":"SUMIF('S1'!B:B,B189,'S1'!L:L)/1000","v":0}]
[125,2984,null,{"$f":"SUMIF('S1'!B:B,B190,'S1'!F:F)/1000","v":0},{"$f":"SUMIF('S1'!B:B,B190,'S1'!E:E)/1000","v":0},{"$f":"SUMIF('S1'!B:B,B190,'S1'!M:M)/1000","v":0},{"$f":"SUMIF('S1'!B:B,B190,'S1'!K:K)/1000","v":0},{"$f":"SUMIF('S1'!B:B,B190,'S1'!J:J)/1000","v":0},{"$f":"SUMIF('S1'!B:B,B190,'S1'!I:I)/BatteriespeicherWh","v":{"$error":"#DIV/0!"}},{"$f":"SUMIF('S1'!B:B,B190,'S1'!I:I)/1000","v":0},{"$f":"SUMIF('S1'!B:B,B190,'S1'!L:L)/1000","v":0}]
[125,2985,null,{"$f":"SUMIF('S1'!B:B,B191,'S1'!F:F)/1000","v":0},{"$f":"SUMIF('S1'!B:B,B191,'S1'!E:E)/1000","v":0},{"$f":"SUMIF('S1'!B:B,B191,'S1'!M:M)/1000","v":0},{"$f":"SUMIF('S1'!B:B,B191,'S1'!K:K)/1000","v":0},{"$f":"SUMIF('S1'!B:B,B191,'S1'!J:J)/1000","v":0},{"$f":"SUMIF('S1'!B:B,B191,'S1'!I:I)/BatteriespeicherWh","v":{"$error":"#DIV/0!"}},{"$f":"SUMIF('S1'!B:B,B191,'S1'!I:I)/1000","v":0},{"$f":"SUMIF('S1'!B:B,B191,'S1'!L:L)/1000","v":0}]
[125,2986,null,{"$f":"SUMIF('S1'!B:B,B192,'S1'!F:F)/1000","v":0},{"$f":"SUMIF('S1'!B:B,B192,'S1'!E:E)/1000","v":0},{"$f":"SUMIF('S1'!B:B,B192,'S1'!M:M)/1000","v":0},{"$f":"SUMIF('S1'!B:B,B192,'S1'!K:K)/1000","v":0},{"$f":"SUMIF('S1'!B:B,B192,'S1'!J:J)/1000","v":0},{"$f":"SUMIF('S1'!B:B,B192,'S1'!I:I)/BatteriespeicherWh","v":{"$error":"#DIV/0!"}},{"$f":"SUMIF('S1'!B:B,B192,'S1'!I:I)/1000","v":0},{"$f":"SUMIF('S1'!B:B,B192,'S1'!L:L)/1000","v":0}]
[{"$f":"CEILING(B193/24,1)","v":125},{"$f":"B192+1","v":2987},null,{"$f":"SUMIF('S1'!B:B,B193,'S1'!F:F)/1000","v":0},{"$f":"SUMIF('S1'!B:B,B193,'S1'!E:E)/1000","v":0},{"$f":"SUMIF('S1'!B:B,B193,'S1'!M:M)/1000","v":0},{"$f":"SUMIF('S1'!B:B,B193,'S1'!K:K)/1000","v":0},{"$f":"SUMIF('S1'!B:B,B193,'S1'!J:J)/1000","v":0},{"$f":"SUMIF('S1'!B:B,B193,'S1'!I:I)/BatteriespeicherWh","v":{"$error":"#DIV/0!"}},{"$f":"SUMIF('S1'!B:B,B193,'S1'!I:I)/1000","v":0},{"$f":"SUMIF('S1'!B:B,B193,'S1'!L:L)/1000","v":0}]
[125,2988,null,{"$f":"SUMIF('S1'!B:B,B194,'S1'!F:F)/1000","v":0},{"$f":"SUMIF('S1'!B:B,B194,'S1'!E:E)/1000","v":0},{"$f":"SUMIF('S1'!B:B,B194,'S1'!M:M)/1000","v":0},{"$f":"SUMIF('S1'!B:B,B194,'S1'!K:K)/1000","v":0},{"$f":"SUMIF('S1'!B:B,B194,'S1'!J:J)/1000","v":0},{"$f":"SUMIF('S1'!B:B,B194,'S1'!I:I)/BatteriespeicherWh","v":{"$error":"#DIV/0!"}},{"$f":"SUMIF('S1'!B:B,B194,'S1'!I:I)/1000","v":0},{"$f":"SUMIF('S1'!B:B,B194,'S1'!L:L)/1000","v":0}]
[125,2989,"Sa. 12:00",{"$f":"SUMIF('S1'!B:B,B195,'S1'!F:F)/1000","v":0},{"$f":"SUMIF('S1'!B:B,B195,'S1'!E:E)/1000","v":0},{"$f":"SUMIF('S1'!B:B,B195,'S1'!M:M)/1000","v":0},{"$f":"SUMIF('S1'!B:B,B195,'S1'!K:K)/1000","v":0},{"$f":"SUMIF('S1'!B:B,B195,'S1'!J:J)/1000","v":0},{"$f":"SUMIF('S1'!B:B,B195,'S1'!I:I)/BatteriespeicherWh","v":{"$error":"#DIV/0!"}},{"$f":"SUMIF('S1'!B:B,B195,'S1'!I:I)/1000","v":0},{"$f":"SUMIF('S1'!B:B,B195,'S1'!L:L)/1000","v":0}]
[125,2990,null,{"$f":"SUMIF('S1'!B:B,B196,'S1'!F:F)/1000","v":0},{"$f":"SUMIF('S1'!B:B,B196,'S1'!E:E)/1000","v":0},{"$f":"SUMIF('S1'!B:B,B196,'S1'!M:M)/1000","v":0},{"$f":"SUMIF('S1'!B:B,B196,'S1'!K:K)/1000","v":0},{"$f":"SUMIF('S1'!B:B,B196,'S1'!J:J)/1000","v":0},{"$f":"SUMIF('S1'!B:B,B196,'S1'!I:I)/BatteriespeicherWh","v":{"$error":"#DIV/0!"}},{"$f":"SUMIF('S1'!B:B,B196,'S1'!I:I)/1000","v":0},{"$f":"SUMIF('S1'!B:B,B196,'S1'!L:L)/1000","v":0}]
[125,2991,null,{"$f":"SUMIF('S1'!B:B,B197,'S1'!F:F)/1000","v":0},{"$f":"SUMIF('S1'!B:B,B197,'S1'!E:E)/1000","v":0},{"$f":"SUMIF('S1'!B:B,B197,'S1'!M:M)/1000","v":0},{"$f":"SUMIF('S1'!B:B,B197,'S1'!K:K)/1000","v":0},{"$f":"SUMIF('S1'!B:B,B197,'S1'!J:J)/1000","v":0},{"$f":"SUMIF('S1'!B:B,B197,'S1'!I:I)/BatteriespeicherWh","v":{"$error":"#DIV/0!"}},{"$f":"SUMIF('S1'!B:B,B197,'S1'!I:I)/1000","v":0},{"$f":"SUMIF('S1'!B:B,B197,'S1'!L:L)/1000","v":0}]
[125,2992,null,{"$f":"SUMIF('S1'!B:B,B198,'S1'!F:F)/1000","v":0},{"$f":"SUMIF('S1'!B:B,B198,'S1'!E:E)/1000","v":0},{"$f":"SUMIF('S1'!B:B,B198,'S1'!M:M)/1000","v":0},{"$f":"SUMIF('S1'!B:B,B198,'S1'!K:K)/1000","v":0},{"$f":"SUMIF('S1'!B:B,B198,'S1'!J:J)/1000","v":0},{"$f":"SUMIF('S1'!B:B,B198,'S1'!I:I)/BatteriespeicherWh","v":{"$error":"#DIV/0!"}},{"$f":"SUMIF('S1'!B:B,B198,'S1'!I:I)/1000","v":0},{"$f":"SUMIF('S1'!B:B,B198,'S1'!L:L)/1000","v":0}]
[125,2993,null,{"$f":"SUMIF('S1'!B:B,B199,'S1'!F:F)/1000","v":0},{"$f":"SUMIF('S1'!B:B,B199,'S1'!E:E)/1000","v":0},{"$f":"SUMIF('S1'!B:B,B199,'S1'!M:M)/1000","v":0},{"$f":"SUMIF('S1'!B:B,B199,'S1'!K:K)/1000","v":0},{"$f":"SUMIF('S1'!B:B,B199,'S1'!J:J)/1000","v":0},{"$f":"SUMIF('S1'!B:B,B199,'S1'!I:I)/BatteriespeicherWh","v":{"$error":"#DIV/0!"}},{"$f":"SUMIF('S1'!B:B,B199,'S1'!I:I)/1000","v":0},{"$f":"SUMIF('S1'!B:B,B199,'S1'!L:L)/1000","v":0}]
[125,2994,null,{"$f":"SUMIF('S1'!B:B,B200,'S1'!F:F)/1000","v":0},{"$f":"SUMIF('S1'!B:B,B200,'S1'!E:E)/1000","v":0},{"$f":"SUMIF('S1'!B:B,B200,'S1'!M:M)/1000","v":0},{"$f":"SUMIF('S1'!B:B,B200,'S1'!K:K)/1000","v":0},{"$f":"SUMIF('S1'!B:B,B200,'S1'!J:J)/1000","v":0},{"$f":"SUMIF('S1'!B:B,B200,'S1'!I:I)/BatteriespeicherWh","v":{"$error":"#DIV/0!"}},{"$f":"SUMIF('S1'!B:B,B200,'S1'!I:I)/1000","v":0},{"$f":"SUMIF('S1'!B:B,B200,'S1'!L:L)/1000","v":0}]
[125,2995,null,{"$f":"SUMIF('S1'!B:B,B201,'S1'!F:F)/1000","v":0},{"$f":"SUMIF('S1'!B:B,B201,'S1'!E:E)/1000","v":0},{"$f":"SUMIF('S1'!B:B,B201,'S1'!M:M)/1000","v":0},{"$f":"SUMIF('S1'!B:B,B201,'S1'!K:K)/1000","v":0},{"$f":"SUMIF('S1'!B:B,B201,'S1'!J:J)/1000","v":0},{"$f":"SUMIF('S1'!B:B,B201,'S1'!I:I)/BatteriespeicherWh","v":{"$error":"#DIV/0!"}},{"$f":"SUMIF('S1'!B:B,B201,'S1'!I:I)/1000","v":0},{"$f":"SUMIF('S1'!B:B,B201,'S1'!L:L)/1000","v":0}]
[125,2996,null,{"$f":"SUMIF('S1'!B:B,B202,'S1'!F:F)/1000","v":0},{"$f":"SUMIF('S1'!B:B,B202,'S1'!E:E)/1000","v":0},{"$f":"SUMIF('S1'!B:B,B202,'S1'!M:M)/1000","v":0},{"$f":"SUMIF('S1'!B:B,B202,'S1'!K:K)/1000","v":0},{"$f":"SUMIF('S1'!B:B,B202,'S1'!J:J)/1000","v":0},{"$f":"SUMIF('S1'!B:B,B202,'S1'!I:I)/BatteriespeicherWh","v":{"$error":"#DIV/0!"}},{"$f":"SUMIF('S1'!B:B,B202,'S1'!I:I)/1000","v":0},{"$f":"SUMIF('S1'!B:B,B202,'S1'!L:L)/1000","v":0}]
[125,2997,null,{"$f":"SUMIF('S1'!B:B,B203,'S1'!F:F)/1000","v":0},{"$f":"SUMIF('S1'!B:B,B203,'S1'!E:E)/1000","v":0},{"$f":"SUMIF('S1'!B:B,B203,'S1'!M:M)/1000","v":0},{"$f":"SUMIF('S1'!B:B,B203,'S1'!K:K)/1000","v":0},{"$f":"SUMIF('S1'!B:B,B203,'S1'!J:J)/1000","v":0},{"$f":"SUMIF('S1'!B:B,B203,'S1'!I:I)/BatteriespeicherWh","v":{"$error":"#DIV/0!"}},{"$f":"SUMIF('S1'!B:B,B203,'S1'!I:I)/1000","v":0},{"$f":"SUMIF('S1'!B:B,B203,'S1'!L:L)/1000","v":0}]
[125,2998,null,{"$f":"SUMIF('S1'!B:B,B204,'S1'!F:F)/1000","v":0},{"$f":"SUMIF('S1'!B:B,B204,'S1'!E:E)/1000","v":0},{"$f":"SUMIF('S1'!B:B,B204,'S1'!M:M)/1000","v":0},{"$f":"SUMIF('S1'!B:B,B204,'S1'!K:K)/1000","v":0},{"$f":"SUMIF('S1'!B:B,B204,'S1'!J:J)/1000","v":0},{"$f":"SUMIF('S1'!B:B,B204,'S1'!I:I)/BatteriespeicherWh","v":{"$error":"#DIV/0!"}},{"$f":"SUMIF('S1'!B:B,B204,'S1'!I:I)/1000","v":0},{"$f":"SUMIF('S1'!B:B,B204,'S1'!L:L)/1000","v":0}]
[125,2999,null,{"$f":"SUMIF('S1'!B:B,B205,'S1'!F:F)/1000","v":0},{"$f":"SUMIF('S1'!B:B,B205,'S1'!E:E)/1000","v":0},{"$f":"SUMIF('S1'!B:B,B205,'S1'!M:M)/1000","v":0},{"$f":"SUMIF('S1'!B:B,B205,'S1'!K:K)/1000","v":0},{"$f":"SUMIF('S1'!B:B,B205,'S1'!J:J)/1000","v":0},{"$f":"SUMIF('S1'!B:B,B205,'S1'!I:I)/BatteriespeicherWh","v":{"$error":"#DIV/0!"}},{"$f":"SUMIF('S1'!B:B,B205,'S1'!I:I)/1000","v":0},{"$f":"SUMIF('S1'!B:B,B205,'S1'!L:L)/1000","v":0}]
[125,3000,null,{"$f":"SUMIF('S1'!B:B,B206,'S1'!F:F)/1000","v":0},{"$f":"SUMIF('S1'!B:B,B206,'S1'!E:E)/1000","v":0},{"$f":"SUMIF('S1'!B:B,B206,'S1'!M:M)/1000","v":0},{"$f":"SUMIF('S1'!B:B,B206,'S1'!K:K)/1000","v":0},{"$f":"SUMIF('S1'!B:B,B206,'S1'!J:J)/1000","v":0},{"$f":"SUMIF('S1'!B:B,B206,'S1'!I:I)/BatteriespeicherWh","v":{"$error":"#DIV/0!"}},{"$f":"SUMIF('S1'!B:B,B206,'S1'!I:I)/1000","v":0},{"$f":"SUMIF('S1'!B:B,B206,'S1'!L:L)/1000","v":0}]
[126,3001,"So. 0:00",{"$f":"SUMIF('S1'!B:B,B207,'S1'!F:F)/1000","v":0},{"$f":"SUMIF('S1'!B:B,B207,'S1'!E:E)/1000","v":0},{"$f":"SUMIF('S1'!B:B,B207,'S1'!M:M)/1000","v":0},{"$f":"SUMIF('S1'!B:B,B207,'S1'!K:K)/1000","v":0},{"$f":"SUMIF('S1'!B:B,B207,'S1'!J:J)/1000","v":0},{"$f":"SUMIF('S1'!B:B,B207,'S1'!I:I)/BatteriespeicherWh","v":{"$error":"#DIV/0!"}},{"$f":"SUMIF('S1'!B:B,B207,'S1'!I:I)/1000","v":0},{"$f":"SUMIF('S1'!B:B,B207,'S1'!L:L)/1000","v":0}]
[126,3002,null,{"$f":"SUMIF('S1'!B:B,B208,'S1'!F:F)/1000","v":0},{"$f":"SUMIF('S1'!B:B,B208,'S1'!E:E)/1000","v":0},{"$f":"SUMIF('S1'!B:B,B208,'S1'!M:M)/1000","v":0},{"$f":"SUMIF('S1'!B:B,B208,'S1'!K:K)/1000","v":0},{"$f":"SUMIF('S1'!B:B,B208,'S1'!J:J)/1000","v":0},{"$f":"SUMIF('S1'!B:B,B208,'S1'!I:I)/BatteriespeicherWh","v":{"$error":"#DIV/0!"}},{"$f":"SUMIF('S1'!B:B,B208,'S1'!I:I)/1000","v":0},{"$f":"SUMIF('S1'!B:B,B208,'S1'!L:L)/1000","v":0}]
[126,3003,null,{"$f":"SUMIF('S1'!B:B,B209,'S1'!F:F)/1000","v":0},{"$f":"SUMIF('S1'!B:B,B209,'S1'!E:E)/1000","v":0},{"$f":"SUMIF('S1'!B:B,B209,'S1'!M:M)/1000","v":0},{"$f":"SUMIF('S1'!B:B,B209,'S1'!K:K)/1000","v":0},{"$f":"SUMIF('S1'!B:B,B209,'S1'!J:J)/1000","v":0},{"$f":"SUMIF('S1'!B:B,B209,'S1'!I:I)/BatteriespeicherWh","v":{"$error":"#DIV/0!"}},{"$f":"SUMIF('S1'!B:B,B209,'S1'!I:I)/1000","v":0},{"$f":"SUMIF('S1'!B:B,B209,'S1'!L:L)/1000","v":0}]
[126,3004,null,{"$f":"SUMIF('S1'!B:B,B210,'S1'!F:F)/1000","v":0},{"$f":"SUMIF('S1'!B:B,B210,'S1'!E:E)/1000","v":0},{"$f":"SUMIF('S1'!B:B,B210,'S1'!M:M)/1000","v":0},{"$f":"SUMIF('S1'!B:B,B210,'S1'!K:K)/1000","v":0},{"$f":"SUMIF('S1'!B:B,B210,'S1'!J:J)/1000","v":0},{"$f":"SUMIF('S1'!B:B,B210,'S1'!I:I)/BatteriespeicherWh","v":{"$error":"#DIV/0!"}},{"$f":"SUMIF('S1'!B:B,B210,'S1'!I:I)/1000","v":0},{"$f":"SUMIF('S1'!B:B,B210,'S1'!L:L)/1000","v":0}]
[126,3005,null,{"$f":"SUMIF('S1'!B:B,B211,'S1'!F:F)/1000","v":0},{"$f":"SUMIF('S1'!B:B,B211,'S1'!E:E)/1000","v":0},{"$f":"SUMIF('S1'!B:B,B211,'S1'!M:M)/1000","v":0},{"$f":"SUMIF('S1'!B:B,B211,'S1'!K:K)/1000","v":0},{"$f":"SUMIF('S1'!B:B,B211,'S1'!J:J)/1000","v":0},{"$f":"SUMIF('S1'!B:B,B211,'S1'!I:I)/BatteriespeicherWh","v":{"$error":"#DIV/0!"}},{"$f":"SUMIF('S1'!B:B,B211,'S1'!I:I)/1000","v":0},{"$f":"SUMIF('S1'!B:B,B211,'S1'!L:L)/1000","v":0}]
[126,3006,null,{"$f":"SUMIF('S1'!B:B,B212,'S1'!F:F)/1000","v":0},{"$f":"SUMIF('S1'!B:B,B212,'S1'!E:E)/1000","v":0},{"$f":"SUMIF('S1'!B:B,B212,'S1'!M:M)/1000","v":0},{"$f":"SUMIF('S1'!B:B,B212,'S1'!K:K)/1000","v":0},{"$f":"SUMIF('S1'!B:B,B212,'S1'!J:J)/1000","v":0},{"$f":"SUMIF('S1'!B:B,B212,'S1'!I:I)/BatteriespeicherWh","v":{"$error":"#DIV/0!"}},{"$f":"SUMIF('S1'!B:B,B212,'S1'!I:I)/1000","v":0},{"$f":"SUMIF('S1'!B:B,B212,'S1'!L:L)/1000","v":0}]
[126,3007,null,{"$f":"SUMIF('S1'!B:B,B213,'S1'!F:F)/1000","v":0},{"$f":"SUMIF('S1'!B:B,B213,'S1'!E:E)/1000","v":0},{"$f":"SUMIF('S1'!B:B,B213,'S1'!M:M)/1000","v":0},{"$f":"SUMIF('S1'!B:B,B213,'S1'!K:K)/1000","v":0},{"$f":"SUMIF('S1'!B:B,B213,'S1'!J:J)/1000","v":0},{"$f":"SUMIF('S1'!B:B,B213,'S1'!I:I)/BatteriespeicherWh","v":{"$error":"#DIV/0!"}},{"$f":"SUMIF('S1'!B:B,B213,'S1'!I:I)/1000","v":0},{"$f":"SUMIF('S1'!B:B,B213,'S1'!L:L)/1000","v":0}]
[126,3008,null,{"$f":"SUMIF('S1'!B:B,B214,'S1'!F:F)/1000","v":0},{"$f":"SUMIF('S1'!B:B,B214,'S1'!E:E)/1000","v":0},{"$f":"SUMIF('S1'!B:B,B214,'S1'!M:M)/1000","v":0},{"$f":"SUMIF('S1'!B:B,B214,'S1'!K:K)/1000","v":0},{"$f":"SUMIF('S1'!B:B,B214,'S1'!J:J)/1000","v":0},{"$f":"SUMIF('S1'!B:B,B214,'S1'!I:I)/BatteriespeicherWh","v":{"$error":"#DIV/0!"}},{"$f":"SUMIF('S1'!B:B,B214,'S1'!I:I)/1000","v":0},{"$f":"SUMIF('S1'!B:B,B214,'S1'!L:L)/1000","v":0}]
[126,3009,null,{"$f":"SUMIF('S1'!B:B,B215,'S1'!F:F)/1000","v":0},{"$f":"SUMIF('S1'!B:B,B215,'S1'!E:E)/1000","v":0},{"$f":"SUMIF('S1'!B:B,B215,'S1'!M:M)/1000","v":0},{"$f":"SUMIF('S1'!B:B,B215,'S1'!K:K)/1000","v":0},{"$f":"SUMIF('S1'!B:B,B215,'S1'!J:J)/1000","v":0},{"$f":"SUMIF('S1'!B:B,B215,'S1'!I:I)/BatteriespeicherWh","v":{"$error":"#DIV/0!"}},{"$f":"SUMIF('S1'!B:B,B215,'S1'!I:I)/1000","v":0},{"$f":"SUMIF('S1'!B:B,B215,'S1'!L:L)/1000","v":0}]
[126,3010,null,{"$f":"SUMIF('S1'!B:B,B216,'S1'!F:F)/1000","v":0},{"$f":"SUMIF('S1'!B:B,B216,'S1'!E:E)/1000","v":0},{"$f":"SUMIF('S1'!B:B,B216,'S1'!M:M)/1000","v":0},{"$f":"SUMIF('S1'!B:B,B216,'S1'!K:K)/1000","v":0},{"$f":"SUMIF('S1'!B:B,B216,'S1'!J:J)/1000","v":0},{"$f":"SUMIF('S1'!B:B,B216,'S1'!I:I)/BatteriespeicherWh","v":{"$error":"#DIV/0!"}},{"$f":"SUMIF('S1'!B:B,B216,'S1'!I:I)/1000","v":0},{"$f":"SUMIF('S1'!B:B,B216,'S1'!L:L)/1000","v":0}]
[126,3011,null,{"$f":"SUMIF('S1'!B:B,B217,'S1'!F:F)/1000","v":0},{"$f":"SUMIF('S1'!B:B,B217,'S1'!E:E)/1000","v":0},{"$f":"SUMIF('S1'!B:B,B217,'S1'!M:M)/1000","v":0},{"$f":"SUMIF('S1'!B:B,B217,'S1'!K:K)/1000","v":0},{"$f":"SUMIF('S1'!B:B,B217,'S1'!J:J)/1000","v":0},{"$f":"SUMIF('S1'!B:B,B217,'S1'!I:I)/BatteriespeicherWh","v":{"$error":"#DIV/0!"}},{"$f":"SUMIF('S1'!B:B,B217,'S1'!I:I)/1000","v":0},{"$f":"SUMIF('S1'!B:B,B217,'S1'!L:L)/1000","v":0}]
[126,3012,null,{"$f":"SUMIF('S1'!B:B,B218,'S1'!F:F)/1000","v":0},{"$f":"SUMIF('S1'!B:B,B218,'S1'!E:E)/1000","v":0},{"$f":"SUMIF('S1'!B:B,B218,'S1'!M:M)/1000","v":0},{"$f":"SUMIF('S1'!B:B,B218,'S1'!K:K)/1000","v":0},{"$f":"SUMIF('S1'!B:B,B218,'S1'!J:J)/1000","v":0},{"$f":"SUMIF('S1'!B:B,B218,'S1'!I:I)/BatteriespeicherWh","v":{"$error":"#DIV/0!"}},{"$f":"SUMIF('S1'!B:B,B218,'S1'!I:I)/1000","v":0},{"$f":"SUMIF('S1'!B:B,B218,'S1'!L:L)/1000","v":0}]
[126,3013,"So. 12:00",{"$f":"SUMIF('S1'!B:B,B219,'S1'!F:F)/1000","v":0},{"$f":"SUMIF('S1'!B:B,B219,'S1'!E:E)/1000","v":0},{"$f":"SUMIF('S1'!B:B,B219,'S1'!M:M)/1000","v":0},{"$f":"SUMIF('S1'!B:B,B219,'S1'!K:K)/1000","v":0},{"$f":"SUMIF('S1'!B:B,B219,'S1'!J:J)/1000","v":0},{"$f":"SUMIF('S1'!B:B,B219,'S1'!I:I)/BatteriespeicherWh","v":{"$error":"#DIV/0!"}},{"$f":"SUMIF('S1'!B:B,B219,'S1'!I:I)/1000","v":0},{"$f":"SUMIF('S1'!B:B,B219,'S1'!L:L)/1000","v":0}]
[126,3014,null,{"$f":"SUMIF('S1'!B:B,B220,'S1'!F:F)/1000","v":0},{"$f":"SUMIF('S1'!B:B,B220,'S1'!E:E)/1000","v":0},{"$f":"SUMIF('S1'!B:B,B220,'S1'!M:M)/1000","v":0},{"$f":"SUMIF('S1'!B:B,B220,'S1'!K:K)/1000","v":0},{"$f":"SUMIF('S1'!B:B,B220,'S1'!J:J)/1000","v":0},{"$f":"SUMIF('S1'!B:B,B220,'S1'!I:I)/BatteriespeicherWh","v":{"$error":"#DIV/0!"}},{"$f":"SUMIF('S1'!B:B,B220,'S1'!I:I)/1000","v":0},{"$f":"SUMIF('S1'!B:B,B220,'S1'!L:L)/1000","v":0}]
[126,3015,null,{"$f":"SUMIF('S1'!B:B,B221,'S1'!F:F)/1000","v":0},{"$f":"SUMIF('S1'!B:B,B221,'S1'!E:E)/1000","v":0},{"$f":"SUMIF('S1'!B:B,B221,'S1'!M:M)/1000","v":0},{"$f":"SUMIF('S1'!B:B,B221,'S1'!K:K)/1000","v":0},{"$f":"SUMIF('S1'!B:B,B221,'S1'!J:J)/1000","v":0},{"$f":"SUMIF('S1'!B:B,B221,'S1'!I:I)/BatteriespeicherWh","v":{"$error":"#DIV/0!"}},{"$f":"SUMIF('S1'!B:B,B221,'S1'!I:I)/1000","v":0},{"$f":"SUMIF('S1'!B:B,B221,'S1'!L:L)/1000","v":0}]
[126,3016,null,{"$f":"SUMIF('S1'!B:B,B222,'S1'!F:F)/1000","v":0},{"$f":"SUMIF('S1'!B:B,B222,'S1'!E:E)/1000","v":0},{"$f":"SUMIF('S1'!B:B,B222,'S1'!M:M)/1000","v":0},{"$f":"SUMIF('S1'!B:B,B222,'S1'!K:K)/1000","v":0},{"$f":"SUMIF('S1'!B:B,B222,'S1'!J:J)/1000","v":0},{"$f":"SUMIF('S1'!B:B,B222,'S1'!I:I)/BatteriespeicherWh","v":{"$error":"#DIV/0!"}},{"$f":"SUMIF('S1'!B:B,B222,'S1'!I:I)/1000","v":0},{"$f":"SUMIF('S1'!B:B,B222,'S1'!L:L)/1000","v":0}]
[126,3017,null,{"$f":"SUMIF('S1'!B:B,B223,'S1'!F:F)/1000","v":0},{"$f":"SUMIF('S1'!B:B,B223,'S1'!E:E)/1000","v":0},{"$f":"SUMIF('S1'!B:B,B223,'S1'!M:M)/1000","v":0},{"$f":"SUMIF('S1'!B:B,B223,'S1'!K:K)/1000","v":0},{"$f":"SUMIF('S1'!B:B,B223,'S1'!J:J)/1000","v":0},{"$f":"SUMIF('S1'!B:B,B223,'S1'!I:I)/BatteriespeicherWh","v":{"$error":"#DIV/0!"}},{"$f":"SUMIF('S1'!B:B,B223,'S1'!I:I)/1000","v":0},{"$f":"SUMIF('S1'!B:B,B223,'S1'!L:L)/1000","v":0}]
[126,3018,null,{"$f":"SUMIF('S1'!B:B,B224,'S1'!F:F)/1000","v":0},{"$f":"SUMIF('S1'!B:B,B224,'S1'!E:E)/1000","v":0},{"$f":"SUMIF('S1'!B:B,B224,'S1'!M:M)/1000","v":0},{"$f":"SUMIF('S1'!B:B,B224,'S1'!K:K)/1000","v":0},{"$f":"SUMIF('S1'!B:B,B224,'S1'!J:J)/1000","v":0},{"$f":"SUMIF('S1'!B:B,B224,'S1'!I:I)/BatteriespeicherWh","v":{"$error":"#DIV/0!"}},{"$f":"SUMIF('S1'!B:B,B224,'S1'!I:I)/1000","v":0},{"$f":"SUMIF('S1'!B:B,B224,'S1'!L:L)/1000","v":0}]
[126,3019,null,{"$f":"SUMIF('S1'!B:B,B225,'S1'!F:F)/1000","v":0},{"$f":"SUMIF('S1'!B:B,B225,'S1'!E:E)/1000","v":0},{"$f":"SUMIF('S1'!B:B,B225,'S1'!M:M)/1000","v":0},{"$f":"SUMIF('S1'!B:B,B225,'S1'!K:K)/1000","v":0},{"$f":"SUMIF('S1'!B:B,B225,'S1'!J:J)/1000","v":0},{"$f":"SUMIF('S1'!B:B,B225,'S1'!I:I)/BatteriespeicherWh","v":{"$error":"#DIV/0!"}},{"$f":"SUMIF('S1'!B:B,B225,'S1'!I:I)/1000","v":0},{"$f":"SUMIF('S1'!B:B,B225,'S1'!L:L)/1000","v":0}]
[126,3020,null,{"$f":"SUMIF('S1'!B:B,B226,'S1'!F:F)/1000","v":0},{"$f":"SUMIF('S1'!B:B,B226,'S1'!E:E)/1000","v":0},{"$f":"SUMIF('S1'!B:B,B226,'S1'!M:M)/1000","v":0},{"$f":"SUMIF('S1'!B:B,B226,'S1'!K:K)/1000","v":0},{"$f":"SUMIF('S1'!B:B,B226,'S1'!J:J)/1000","v":0},{"$f":"SUMIF('S1'!B:B,B226,'S1'!I:I)/BatteriespeicherWh","v":{"$error":"#DIV/0!"}},{"$f":"SUMIF('S1'!B:B,B226,'S1'!I:I)/1000","v":0},{"$f":"SUMIF('S1'!B:B,B226,'S1'!L:L)/1000","v":0}]
[126,3021,null,{"$f":"SUMIF('S1'!B:B,B227,'S1'!F:F)/1000","v":0},{"$f":"SUMIF('S1'!B:B,B227,'S1'!E:E)/1000","v":0},{"$f":"SUMIF('S1'!B:B,B227,'S1'!M:M)/1000","v":0},{"$f":"SUMIF('S1'!B:B,B227,'S1'!K:K)/1000","v":0},{"$f":"SUMIF('S1'!B:B,B227,'S1'!J:J)/1000","v":0},{"$f":"SUMIF('S1'!B:B,B227,'S1'!I:I)/BatteriespeicherWh","v":{"$error":"#DIV/0!"}},{"$f":"SUMIF('S1'!B:B,B227,'S1'!I:I)/1000","v":0},{"$f":"SUMIF('S1'!B:B,B227,'S1'!L:L)/1000","v":0}]
[126,3022,null,{"$f":"SUMIF('S1'!B:B,B228,'S1'!F:F)/1000","v":0},{"$f":"SUMIF('S1'!B:B,B228,'S1'!E:E)/1000","v":0},{"$f":"SUMIF('S1'!B:B,B228,'S1'!M:M)/1000","v":0},{"$f":"SUMIF('S1'!B:B,B228,'S1'!K:K)/1000","v":0},{"$f":"SUMIF('S1'!B:B,B228,'S1'!J:J)/1000","v":0},{"$f":"SUMIF('S1'!B:B,B228,'S1'!I:I)/BatteriespeicherWh","v":{"$error":"#DIV/0!"}},{"$f":"SUMIF('S1'!B:B,B228,'S1'!I:I)/1000","v":0},{"$f":"SUMIF('S1'!B:B,B228,'S1'!L:L)/1000","v":0}]
[126,3023,null,{"$f":"SUMIF('S1'!B:B,B229,'S1'!F:F)/1000","v":0},{"$f":"SUMIF('S1'!B:B,B229,'S1'!E:E)/1000","v":0},{"$f":"SUMIF('S1'!B:B,B229,'S1'!M:M)/1000","v":0},{"$f":"SUMIF('S1'!B:B,B229,'S1'!K:K)/1000","v":0},{"$f":"SUMIF('S1'!B:B,B229,'S1'!J:J)/1000","v":0},{"$f":"SUMIF('S1'!B:B,B229,'S1'!I:I)/BatteriespeicherWh","v":{"$error":"#DIV/0!"}},{"$f":"SUMIF('S1'!B:B,B229,'S1'!I:I)/1000","v":0},{"$f":"SUMIF('S1'!B:B,B229,'S1'!L:L)/1000","v":0}]
[126,3024,null,{"$f":"SUMIF('S1'!B:B,B230,'S1'!F:F)/1000","v":0},{"$f":"SUMIF('S1'!B:B,B230,'S1'!E:E)/1000","v":0},{"$f":"SUMIF('S1'!B:B,B230,'S1'!M:M)/1000","v":0},{"$f":"SUMIF('S1'!B:B,B230,'S1'!K:K)/1000","v":0},{"$f":"SUMIF('S1'!B:B,B230,'S1'!J:J)/1000","v":0},{"$f":"SUMIF('S1'!B:B,B230,'S1'!I:I)/BatteriespeicherWh","v":{"$error":"#DIV/0!"}},{"$f":"SUMIF('S1'!B:B,B230,'S1'!I:I)/1000","v":0},{"$f":"SUMIF('S1'!B:B,B230,'S1'!L:L)/1000","v":0}]